{"text_format":"1","workbook":"xlsx","n_sheets":2,"sheets":["Прайс","Акция"],"not_rendered":{"charts":0,"images":1348,"macros":0,"external_links":0,"defined_names":12,"comments":0,"pivot_tables":0},"unopened":[],"bounds":{"document_bytes":16777216,"sheet_cells":100000,"rows_first":2000,"rows_last":500,"rows_between":2000,"halvings":0,"cell_chars":16384,"cell_head_chars":4096},"cells_cut":0,"cells_raw":0,"read":"whole","date_system":"1900"}

{"sheet":"Прайс","index":0,"n_rows":2547,"n_cols":13,"rows_kept":2547,"cut":false,"hidden":false,"merged":[[2498,0,2499,0],[2501,0,2502,0],[2439,0,2440,0],[2451,0,2452,0],[2453,0,2454,0],[2470,0,2474,0],[2489,0,2490,0],[2496,0,2497,0],[2307,0,2308,0],[2315,0,2320,0],[2321,0,2328,0],[2330,0,2331,0],[2332,0,2333,0],[2345,0,2346,0],[2284,0,2285,0],[2286,0,2287,0],[2288,0,2289,0],[2291,0,2294,0],[2295,0,2300,0],[2301,0,2304,0],[2262,0,2264,0],[2266,0,2267,0],[2269,0,2271,0],[2275,0,2277,0],[2278,0,2279,0],[2280,0,2281,0],[2116,0,2117,0],[2121,0,2156,0],[2157,0,2192,0],[2193,0,2222,0],[2223,0,2252,0],[2259,0,2261,0],[2087,0,2088,0],[2089,0,2090,0],[2096,0,2097,0],[2102,0,2103,0],[2105,0,2106,0],[2108,0,2109,0],[2066,0,2068,0],[2071,0,2072,0],[2073,0,2075,0],[2080,0,2081,0],[2083,0,2084,0],[2085,0,2086,0],[1999,0,2010,0],[2011,0,2022,0],[2023,0,2034,0],[2041,0,2052,0],[2058,0,2059,0],[2060,0,2061,0],[1925,0,1936,0],[1937,0,1948,0],[1949,0,1960,0],[1962,0,1973,0],[1974,0,1985,0],[1986,0,1997,0],[1853,0,1866,0],[1867,0,1880,0],[1882,0,1895,0],[1896,0,1897,0],[1898,0,1909,0],[1910,0,1923,0],[1781,0,1793,0],[1796,0,1807,0],[1808,0,1821,0],[1822,0,1823,0],[1824,0,1837,0],[1839,0,1852,0],[1706,0,1719,0],[1720,0,1721,0],[1722,0,1733,0],[1734,0,1747,0],[1753,0,1766,0],[1767,0,1780,0],[1651,0,1664,0],[1665,0,1668,0],[1669,0,1682,0],[1683,0,1686,0],[1687,0,1700,0],[1701,0,1704,0],[1615,0,1618,0],[1619,0,1622,0],[1623,0,1626,0],[1627,0,1634,0],[1635,0,1642,0],[1643,0,1650,0],[1543,0,1554,0],[1555,0,1566,0],[1567,0,1578,0],[1579,0,1590,0],[1591,0,1602,0],[1603,0,1614,0],[1425,0,1426,0],[1427,0,1428,0],[1464,0,1465,0],[1492,0,1493,0],[1506,0,1507,0],[1508,0,1510,0],[1243,0,1244,0],[1248,0,1249,0],[1250,0,1251,0],[1252,0,1253,0],[1254,0,1255,0],[1257,0,1258,0],[1216,0,1217,0],[1218,0,1219,0],[1220,0,1221,0],[1225,0,1226,0],[1232,0,1233,0],[1240,0,1241,0],[1125,0,1126,0],[1127,0,1128,0],[1140,0,1141,0],[1168,0,1169,0],[1192,0,1193,0],[1214,0,1215,0],[1106,0,1107,0],[1108,0,1109,0],[1116,0,1117,0],[1118,0,1119,0],[1121,0,1122,0],[1123,0,1124,0],[1081,0,1082,0],[1084,0,1085,0],[1088,0,1091,0],[1098,0,1100,0],[1102,0,1103,0],[1104,0,1105,0],[1044,0,1045,0],[1046,0,1047,0],[1048,0,1049,0],[1067,0,1068,0],[1070,0,1071,0],[1074,0,1079,0],[1007,0,1008,0],[1009,0,1010,0],[1033,0,1034,0],[1035,0,1038,0],[1039,0,1040,0],[1041,0,1042,0],[974,0,975,0],[976,0,977,0],[979,0,980,0],[982,0,983,0],[991,0,993,0],[995,0,996,0],[955,0,958,0],[959,0,960,0],[961,0,962,0],[963,0,964,0],[967,0,968,0],[969,0,970,0],[913,0,919,0],[920,0,921,0],[922,0,923,0],[924,0,932,0],[934,0,937,0],[941,0,946,0],[645,0,647,0],[648,0,650,0],[854,0,856,0],[897,0,898,0],[903,0,904,0],[906,0,907,0],[626,0,627,0],[629,0,630,0],[631,0,632,0],[634,0,635,0],[637,0,638,0],[642,0,644,0],[598,0,600,0],[602,0,603,0],[611,0,612,0],[613,0,614,0],[618,0,620,0],[623,0,624,0],[531,0,539,0],[540,0,541,0],[544,0,548,0],[549,0,553,0],[588,0,589,0],[591,0,592,0],[516,0,517,0],[518,0,519,0],[520,0,522,0],[523,0,524,0],[526,0,527,0],[529,0,530,0],[476,0,477,0],[478,0,479,0],[482,0,483,0],[484,0,485,0],[486,0,487,0],[488,0,489,0],[460,0,461,0],[462,0,463,0],[464,0,465,0],[466,0,467,0],[468,0,469,0],[474,0,475,0],[413,0,414,0],[415,0,416,0],[417,0,418,0],[419,0,420,0],[443,0,444,0],[458,0,459,0],[361,0,365,0],[366,0,370,0],[371,0,373,0],[374,0,376,0],[407,0,408,0],[411,0,412,0],[288,0,289,0],[307,0,309,0],[310,0,311,0],[312,0,314,0],[315,0,317,0],[320,0,321,0],[258,0,259,0],[266,0,268,0],[278,0,280,0],[281,0,282,0],[284,0,285,0],[286,0,287,0],[150,0,151,0],[231,0,232,0],[236,0,237,0],[239,0,240,0],[249,0,250,0],[256,0,257,0],[0,3,3,12],[5,5,5,8],[5,9,5,10],[5,11,5,12],[6,0,7,0],[6,3,7,3],[6,4,7,4],[6,5,7,5]]}
["Дата актуальности:",null,null,"На выделенные позиции продукции установлена акционная цена (см. лист «Акция»). Рекомендованная оптовая цена (РОЦ) рассчитана от базовой прайсовой цены и на период действия акции не подлежит изменению, если иное не обусловлено в условиях акции."]
["2024-09-20"]
["Контактный телефон:"]
["+7 (495) 542 22 22"]
["info@iek.ru"]
[null,null,null,null,null,"Упаковка",null,null,null,"Прайсовая",null,"РОЦ"]
["Артикул",null,"Номенклатура","Ед.","Заказная","ТУ","Ктр.","Кратн.","Мин.отгр.","цена с НДС","цена без НДС","цена с НДС","цена без НДС"]
[]
["10. Светотехника"]
["10.01 Источники света"]
["10.01.01 Лампы светодиодные"]
["10.01.01.01.01 Лампы светодиодные \"Груша\" (А60, A80)"]
[null,"LLE-A60-11-230-30-E27","Лампа LED A60 груша 11Вт 230В 3000К E27 IEK","шт",null,"ГОФРОКОРОБ",100,10,10,124.92,104.1]
[null,"LLE-A60-11-230-40-E27","Лампа LED A60 груша 11Вт 230В 4000К E27 IEK","шт",null,"ГОФРОКОРОБ",100,10,10,124.92,104.1,79.948800000000006,66.623999999999995]
[null,"LLE-A60-11-230-40-E27-20","Лампа LED A60 груша 11Вт 230В 4000К E27 (20шт/жкхпак) IEK","упак",null,"ГОФРОКОРОБ",4,1,1,1655.12,1379.266666666]
[null,"LLE-A60-11-230-65-E27","Лампа LED A60 груша 11Вт 230В 6500К E27 IEK","шт",null,"ГОФРОКОРОБ",100,10,10,124.92,104.1,79.948800000000006,66.623999999999995]
[null,"LLE-A60-11-230-65-E27-20","Лампа LED A60 груша 11Вт 230В 6500К E27 (20шт/жкхпак) IEK","упак",null,"ГОФРОКОРОБ",4,1,1,1655.12,1379.266666666]
[null,"LLE-A60-13-230-30-E27","Лампа LED A60 груша 13Вт 230В 3000К E27 IEK","шт",null,"ГОФРОКОРОБ",100,10,10,142,118.333333333,90.88,75.733333333333334]
[null,"LLE-A60-13-230-40-E27","Лампа LED A60 груша 13Вт 230В 4000К E27 IEK","шт",null,"ГОФРОКОРОБ",100,10,10,142,118.333333333,90.88,75.733333333333334]
[null,"LLE-A60-13-230-65-E27","Лампа LED A60 груша 13Вт 230В 6500К E27 IEK","шт",null,"ГОФРОКОРОБ",100,10,10,142,118.333333333,90.88,75.733333333333334]
[null,"LLE-A60-15-230-30-E27","Лампа LED A60 груша 15Вт 230В 3000К E27 IEK","шт",null,"ГОФРОКОРОБ",100,10,10,174.67,145.55833333300001,111.78879999999999,93.157333333333327]
[null,"LLE-A60-15-230-40-E27","Лампа LED A60 груша 15Вт 230В 4000К E27 IEK","шт",null,"ГОФРОКОРОБ",100,10,10,174.67,145.55833333300001,111.78879999999999,93.157333333333327]
[null,"LLE-A60-15-230-65-E27","Лампа LED A60 груша 15Вт 230В 6500К E27 IEK","шт",null,"ГОФРОКОРОБ",100,10,10,174.67,145.55833333300001,111.78879999999999,93.157333333333327]
[null,"LLE-A60-20-230-30-E27","Лампа LED A60 груша 20Вт 230В 3000К E27 IEK","шт",null,"ГОФРОКОРОБ",100,10,10,217,180.83333333300001,138.88,115.73333333333333]
[null,"LLE-A60-20-230-40-E27","Лампа LED A60 груша 20Вт 230В 4000К E27 IEK","шт",null,"ГОФРОКОРОБ",100,10,10,217,180.83333333300001,138.88,115.73333333333333]
[null,"LLE-A60-20-230-65-E27","Лампа LED A60 груша 20Вт 230В 6500К E27 IEK","шт",null,"ГОФРОКОРОБ",100,10,10,217,180.83333333300001,138.88,115.73333333333333]
[null,"LLE-A60-7-230-30-E27","Лампа LED A60 груша 7Вт 230В 3000К E27 IEK","шт",null,"ГОФРОКОРОБ",100,10,10,118.87,99.058333332999993,76.076800000000006,63.397333333333336]
[null,"LLE-A60-7-230-40-E27","Лампа LED A60 груша 7Вт 230В 4000К E27 IEK","шт",null,"ГОФРОКОРОБ",100,10,10,118.87,99.058333332999993,76.076800000000006,63.397333333333336]
[null,"LLE-A60-7-230-65-E27","Лампа LED A60 груша 7Вт 230В 6500К E27 IEK","шт",null,"ГОФРОКОРОБ",100,10,10,118.87,99.058333332999993,76.076800000000006,63.397333333333336]
[null,"LLE-A60-9-230-30-E27","Лампа LED A60 груша 9Вт 230В 3000К E27 IEK","шт",null,"ГОФРОКОРОБ",100,10,10,122.68,102.233333333]
[null,"LLE-A60-9-230-40-E27","Лампа LED A60 груша 9Вт 230В 4000К E27 IEK","шт",null,"ГОФРОКОРОБ",100,10,10,122.68,102.233333333,78.515199999999993,65.429333333333332]
[null,"LLE-A60-9-230-65-E27","Лампа LED A60 груша 9Вт 230В 6500К E27 IEK","шт",null,"ГОФРОКОРОБ",100,10,10,122.68,102.233333333,78.515199999999993,65.429333333333332]
[null,"LLE-A80-25-230-30-E27","Лампа LED A80 груша 25Вт 230В 3000К E27 IEK","шт",null,"ГОФРОКОРОБ",100,10,10,387.1,322.58333333299998]
[null,"LLE-A80-25-230-40-E27","Лампа LED A80 груша 25Вт 230В 4000К E27 IEK","шт",null,"ГОФРОКОРОБ",100,10,10,387.1,322.58333333299998,247.744,206.45333333333332]
[null,"LLE-A80-25-230-65-E27","Лампа LED A80 груша 25Вт 230В 6500К E27 IEK","шт",null,"ГОФРОКОРОБ",100,10,10,387.1,322.58333333299998,247.744,206.45333333333332]
["10.01.01.01.02 Лампы светодиодные \"Свеча\"/\"Свеча на ветру\" (C35, CB35)"]
[null,"LLE-C35-07-230-30-E14-3","Лампа LED C35 свеча 7Вт 230В 3000К E14 (3шт/упак) IEK","упак",null,"КОРОБКА/БОКС",40,1,1,219.64,183.033333333]
[null,"LLE-C35-5-230-30-E14","Лампа LED C35 свеча 5Вт 230В 3000К E14 IEK","шт",null,"ГОФРОКОРОБ",100,10,10,103.34,86.116666666,66.137600000000006,55.114666666666665]
[null,"LLE-C35-5-230-30-E27","Лампа LED C35 свеча 5Вт 230В 3000К E27 IEK","шт",null,"ГОФРОКОРОБ",100,10,10,103.34,86.116666666,66.137600000000006,55.114666666666665]
[null,"LLE-C35-5-230-40-E14","Лампа LED C35 свеча 5Вт 230В 4000К E14 IEK","шт",null,"ГОФРОКОРОБ",100,10,10,103.34,86.116666666,66.137600000000006,55.114666666666665]
[null,"LLE-C35-5-230-40-E27","Лампа LED C35 свеча 5Вт 230В 4000К E27 IEK","шт",null,"ГОФРОКОРОБ",100,10,10,103.34,86.116666666,66.137600000000006,55.114666666666665]
[null,"LLE-C35-7-230-30-E14","Лампа LED C35 свеча 7Вт 230В 3000К E14 IEK","шт",null,"ГОФРОКОРОБ",100,10,10,111.3,92.75]
[null,"LLE-C35-7-230-30-E27","Лампа LED C35 свеча 7Вт 230В 3000К E27 IEK","шт",null,"ГОФРОКОРОБ",100,10,10,111.3,92.75]
[null,"LLE-C35-7-230-40-E14","Лампа LED C35 свеча 7Вт 230В 4000К E14 IEK","шт",null,"ГОФРОКОРОБ",100,10,10,111.3,92.75]
[null,"LLE-C35-7-230-40-E27","Лампа LED C35 свеча 7Вт 230В 4000К E27 IEK","шт",null,"ГОФРОКОРОБ",100,10,10,111.3,92.75]
[null,"LLE-C35-9-230-30-E14","Лампа LED C35 свеча 9Вт 230В 3000К E14 IEK","шт",null,"ГОФРОКОРОБ",100,10,10,133.66,111.383333333,85.542400000000001,71.285333333333327]
[null,"LLE-C35-9-230-30-E27","Лампа LED C35 свеча 9Вт 230В 3000К E27 IEK","шт",null,"ГОФРОКОРОБ",100,10,10,133.66,111.383333333,85.542400000000001,71.285333333333327]
[null,"LLE-C35-9-230-40-E14","Лампа LED C35 свеча 9Вт 230В 4000К E14 IEK","шт",null,"ГОФРОКОРОБ",100,10,10,133.66,111.383333333,85.542400000000001,71.285333333333327]
[null,"LLE-C35-9-230-40-E27","Лампа LED C35 свеча 9Вт 230В 4000К E27 IEK","шт",null,"ГОФРОКОРОБ",100,10,10,133.66,111.383333333,85.542400000000001,71.285333333333327]
[null,"LLE-CB35-5-230-30-E14","Лампа LED CB35 свеча на ветру 5Вт 230В 3000К E14 IEK","шт",null,"ГОФРОКОРОБ",100,10,10,118.99,99.158333333000002,76.153599999999997,63.461333333333336]
[null,"LLE-CB35-5-230-40-E14","Лампа LED CB35 свеча на ветру 5Вт 230В 4000К E14 IEK","шт",null,"ГОФРОКОРОБ",100,10,10,118.99,99.158333333000002,76.153599999999997,63.461333333333336]
[null,"LLE-CB35-7-230-30-E14","Лампа LED CB35 свеча на ветру 7Вт 230В 3000К E14 IEK","шт",null,"ГОФРОКОРОБ",100,10,10,116.68,97.233333333000004,74.675200000000004,62.229333333333336]
[null,"LLE-CB35-7-230-40-E14","Лампа LED CB35 свеча на ветру 7Вт 230В 4000К E14 IEK","шт",null,"ГОФРОКОРОБ",100,10,10,116.68,97.233333333000004,74.675200000000004,62.229333333333336]
["10.01.01.01.03 Лампы светодиодные \"Шар\" (G45)"]
[null,"LLE-G45-3-230-30-E14","Лампа LED G45 шар 3Вт 230В 3000К E14 IEK","шт",null,"ГОФРОКОРОБ",100,10,10,107.5,89.583333332999999,68.8,57.333333333333336]
[null,"LLE-G45-3-230-30-E27","Лампа LED G45 шар 3Вт 230В 3000К E27 IEK","шт",null,"ГОФРОКОРОБ",100,10,10,107.5,89.583333332999999,68.8,57.333333333333336]
[null,"LLE-G45-3-230-40-E14","Лампа LED G45 шар 3Вт 230В 4000К E14 IEK","шт",null,"ГОФРОКОРОБ",100,10,10,107.5,89.583333332999999,68.8,57.333333333333336]
[null,"LLE-G45-3-230-40-E27","Лампа LED G45 шар 3Вт 230В 4000К E27 IEK","шт",null,"ГОФРОКОРОБ",100,10,10,107.5,89.583333332999999,68.8,57.333333333333336]
[null,"LLE-G45-5-230-30-E14","Лампа LED G45 шар 5Вт 230В 3000К E14 IEK","шт",null,"ГОФРОКОРОБ",100,10,10,109.48,91.233333333000004,70.0672,58.389333333333333]
[null,"LLE-G45-5-230-30-E27","Лампа LED G45 шар 5Вт 230В 3000К E27 IEK","шт",null,"ГОФРОКОРОБ",100,10,10,109.48,91.233333333000004,70.0672,58.389333333333333]
[null,"LLE-G45-5-230-40-E14","Лампа LED G45 шар 5Вт 230В 4000К E14 IEK","шт",null,"ГОФРОКОРОБ",100,10,10,109.48,91.233333333000004,70.0672,58.389333333333333]
[null,"LLE-G45-5-230-40-E27","Лампа LED G45 шар 5Вт 230В 4000К E27 IEK","шт",null,"ГОФРОКОРОБ",100,10,10,109.48,91.233333333000004,70.0672,58.389333333333333]
[null,"LLE-G45-5-230-65-E27","Лампа LED G45 шар 5Вт 230В 6500К E27 IEK","шт",null,"ГОФРОКОРОБ",100,10,10,109.48,91.233333333000004,70.0672,58.389333333333333]
[null,"LLE-G45-7-230-30-E14","Лампа LED G45 шар 7Вт 230В 3000К E14 IEK","шт",null,"ГОФРОКОРОБ",100,10,10,111.3,92.75,71.231999999999999,59.36]
[null,"LLE-G45-7-230-30-E27","Лампа LED G45 шар 7Вт 230В 3000К E27 IEK","шт",null,"ГОФРОКОРОБ",100,10,10,111.3,92.75,71.231999999999999,59.36]
[null,"LLE-G45-7-230-40-E14","Лампа LED G45 шар 7Вт 230В 4000К E14 IEK","шт",null,"ГОФРОКОРОБ",100,10,10,111.3,92.75,71.231999999999999,59.36]
[null,"LLE-G45-7-230-40-E27","Лампа LED G45 шар 7Вт 230В 4000К E27 IEK","шт",null,"ГОФРОКОРОБ",100,10,10,111.3,92.75,71.231999999999999,59.36]
[null,"LLE-G45-7-230-65-E27","Лампа LED G45 шар 7Вт 230В 6500К E27 IEK","шт",null,"ГОФРОКОРОБ",100,10,10,111.3,92.75,71.231999999999999,59.36]
[null,"LLE-G45-9-230-30-E14","Лампа LED G45 шар 9Вт 230В 3000К E14 IEK","шт",null,"ГОФРОКОРОБ",100,10,10,133.66,111.383333333,85.542400000000001,71.285333333333327]
[null,"LLE-G45-9-230-30-E27","Лампа LED G45 шар 9Вт 230В 3000К E27 IEK","шт",null,"ГОФРОКОРОБ",100,10,10,133.66,111.383333333,85.542400000000001,71.285333333333327]
[null,"LLE-G45-9-230-40-E14","Лампа LED G45 шар 9Вт 230В 4000К E14 IEK","шт",null,"ГОФРОКОРОБ",100,10,10,133.66,111.383333333,85.542400000000001,71.285333333333327]
[null,"LLE-G45-9-230-40-E27","Лампа LED G45 шар 9Вт 230В 4000К E27 IEK","шт",null,"ГОФРОКОРОБ",100,10,10,133.66,111.383333333,85.542400000000001,71.285333333333327]
[null,"LLE-G45-9-230-65-E27","Лампа LED G45 шар 9Вт 230В 6500К E27 IEK","шт",null,"ГОФРОКОРОБ",100,10,10,133.66,111.383333333,85.542400000000001,71.285333333333327]
["10.01.01.01.04 Лампы светодиодные \"Софит\" (MR16, PAR16)"]
[null,"LLE-MR16-5-230-30-GU5","Лампа LED MR16 софит 5Вт 230В 3000К GU5.3 IEK","шт",null,"ГОФРОКОРОБ",200,10,10,124.85,104.041666666,79.903999999999996,66.586666666666659]
[null,"LLE-MR16-5-230-40-GU5","Лампа LED MR16 софит 5Вт 230В 4000К GU5.3 IEK","шт",null,"ГОФРОКОРОБ",200,10,10,124.85,104.041666666,79.903999999999996,66.586666666666659]
[null,"LLE-MR16-5-230-65-GU5","Лампа LED MR16 софит 5Вт 230В 6500К GU5.3 IEK","шт",null,"ГОФРОКОРОБ",200,10,10,124.85,104.041666666,79.903999999999996,66.586666666666659]
[null,"LLE-MR16-7-230-30-GU5","Лампа LED MR16 софит 7Вт 230В 3000К GU5.3 IEK","шт",null,"ГОФРОКОРОБ",200,10,10,136.54,113.783333333,87.385599999999997,72.821333333333328]
[null,"LLE-MR16-7-230-40-GU5","Лампа LED MR16 софит 7Вт 230В 4000К GU5.3 IEK","шт",null,"ГОФРОКОРОБ",200,10,10,136.54,113.783333333,87.385599999999997,72.821333333333328]
[null,"LLE-MR16-7-230-65-GU5","Лампа LED MR16 софит 7Вт 230В 6500К GU5.3 IEK","шт",null,"ГОФРОКОРОБ",200,10,10,136.54,113.783333333,87.385599999999997,72.821333333333328]
[null,"LLE-MR16-9-230-30-GU5","Лампа LED MR16 софит 9Вт 230В 3000К GU5.3 IEK","шт",null,"ГОФРОКОРОБ",200,10,10,145.36000000000001,121.133333333,93.0304,77.525333333333336]
[null,"LLE-MR16-9-230-40-GU5","Лампа LED MR16 софит 9Вт 230В 4000К GU5.3 IEK","шт",null,"ГОФРОКОРОБ",200,10,10,145.36000000000001,121.133333333,93.0304,77.525333333333336]
[null,"LLE-MR16-9-230-65-GU5","Лампа LED MR16 софит 9Вт 230В 6500К GU5.3 IEK","шт",null,"ГОФРОКОРОБ",200,10,10,138.08000000000001,115.066666666,88.371200000000002,73.64266666666667]
[null,"LLE-PAR16-5-230-30-GU10","Лампа LED PAR16 софит 5Вт 230В 3000К GU10 IEK","шт",null,"ГОФРОКОРОБ",200,10,10,124.85,104.041666666,79.903999999999996,66.586666666666659]
[null,"LLE-PAR16-5-230-40-GU10","Лампа LED PAR16 софит 5Вт 230В 4000К GU10 IEK","шт",null,"ГОФРОКОРОБ",200,10,10,124.85,104.041666666,79.903999999999996,66.586666666666659]
[null,"LLE-PAR16-7-230-30-GU10","Лампа LED PAR16 софит 7Вт 230В 3000К GU10 IEK","шт",null,"ГОФРОКОРОБ",200,10,10,136.54,113.783333333,87.385599999999997,72.821333333333328]
[null,"LLE-PAR16-7-230-40-GU10","Лампа LED PAR16 софит 7Вт 230В 4000К GU10 IEK","шт",null,"ГОФРОКОРОБ",200,10,10,136.54,113.783333333,87.385599999999997,72.821333333333328]
["10.01.01.01.05 Лампы светодиодные \"Рефлектор\" (R39, R50, R63)"]
[null,"LLE-R39-3-230-30-E14","Лампа LED R39 рефлектор 3Вт 230В 3000К E14 IEK","шт",null,"ГОФРОКОРОБ",100,10,10,141.61000000000001,118.008333333,90.630399999999995,75.525333333333336]
[null,"LLE-R39-3-230-40-E14","Лампа LED R39 рефлектор 3Вт 230В 4000К E14 IEK","шт",null,"ГОФРОКОРОБ",100,10,10,141.61000000000001,118.008333333,90.630399999999995,75.525333333333336]
[null,"LLE-R50-5-230-30-E14","Лампа LED R50 рефлектор 5Вт 230В 3000К E14 IEK","шт",null,"ГОФРОКОРОБ",100,10,10,148.38999999999999,123.658333333,94.9696,79.141333333333336]
[null,"LLE-R50-5-230-40-E14","Лампа LED R50 рефлектор 5Вт 230В 4000К E14 IEK","шт",null,"ГОФРОКОРОБ",100,10,10,148.38999999999999,123.658333333,94.9696,79.141333333333336]
[null,"LLE-R63-8-230-30-E27","Лампа LED R63 рефлектор 8Вт 230В 3000К E27 IEK","шт",null,"ГОФРОКОРОБ",100,10,10,188.88,157.4,120.8832,100.736]
[null,"LLE-R63-8-230-40-E27","Лампа LED R63 рефлектор 8Вт 230В 4000К E27 IEK","шт",null,"ГОФРОКОРОБ",100,10,10,188.88,157.4,120.8832,100.736]
["10.01.01.01.06 Лампы светодиодные \"Таблетка\" (GX53, GX70)"]
[null,"LLE-T110-15-230-40-GX70","Лампа LED T110 таблетка 15Вт 230В 4000К GX70 IEK","шт",null,"КОРОБКА/БОКС",50,10,10,467.21,389.34166666599998,299.01440000000002,249.17866666666666]
[null,"LLE-T110-12-230-40-GX70","Лампа LED T110 таблетка 12Вт 230В 4000К GX70 IEK","шт",null,"КОРОБКА/БОКС",50,10,10,404.32,336.93333333300001,258.76479999999998,215.63733333333334]
[null,"LLE-T110-18-230-40-GX70","Лампа LED T110 таблетка 18Вт 230В 4000К GX70 IEK","шт",null,"КОРОБКА/БОКС",50,10,10,503.14,419.28333333299997,322.00959999999998,268.34133333333335]
[null,"LLE-T110-20-230-40-GX70","Лампа LED T110 таблетка 20Вт 230В 4000К GX70 IEK","шт",null,"КОРОБКА/БОКС",50,10,10,539.08000000000004,449.23333333300002,345.01119999999997,287.50933333333336]
[null,"LLE-T80-10-230-30-GX53","Лампа LED T75 таблетка 10Вт 230В 3000К GX53 IEK","шт",null,"ГОФРОКОРОБ",100,10,10,150.66999999999999,125.55833333299999,96.428799999999995,80.35733333333333]
[null,"LLE-T80-10-230-40-GX53","Лампа LED T75 таблетка 10Вт 230В 4000К GX53 IEK","шт",null,"ГОФРОКОРОБ",100,10,10,150.66999999999999,125.55833333299999,96.428799999999995,80.35733333333333]
[null,"LLE-T80-10-230-65-GX53","Лампа LED T75 таблетка 10Вт 230В 6500К GX53 IEK","шт",null,"ГОФРОКОРОБ",100,10,10,150.66999999999999,125.55833333299999,96.428799999999995,80.35733333333333]
[null,"LLE-T80-12-230-30-GX53","Лампа LED T75 таблетка 12Вт 230В 3000К GX53 IEK","шт",null,"ГОФРОКОРОБ",100,10,10,172.51,143.758333333,110.4064,92.00533333333334]
[null,"LLE-T80-12-230-40-GX53","Лампа LED T75 таблетка 12Вт 230В 4000К GX53 IEK","шт",null,"ГОФРОКОРОБ",100,10,10,172.51,143.758333333,110.4064,92.00533333333334]
[null,"LLE-T80-12-230-65-GX53","Лампа LED T75 таблетка 12Вт 230В 6500К GX53 IEK","шт",null,"ГОФРОКОРОБ",100,10,10,172.51,143.758333333,110.4064,92.00533333333334]
[null,"LLE-T80-15-230-30-GX53","Лампа LED T75 таблетка 15Вт 230В 3000К GX53 IEK","шт",null,"ГОФРОКОРОБ",100,10,10,196.54,163.783333333,125.7856,104.82133333333333]
[null,"LLE-T80-15-230-40-GX53","Лампа LED T75 таблетка 15Вт 230В 4000К GX53 IEK","шт",null,"ГОФРОКОРОБ",100,10,10,196.54,163.783333333,125.7856,104.82133333333333]
[null,"LLE-T80-15-230-65-GX53","Лампа LED T75 таблетка 15Вт 230В 6500К GX53 IEK","шт",null,"ГОФРОКОРОБ",100,10,10,196.54,163.783333333,125.7856,104.82133333333333]
[null,"LLE-T80-6-230-30-GX53","Лампа LED T75 таблетка 6Вт 230В 3000К GX53 IEK","шт",null,"ГОФРОКОРОБ",100,10,10,113.56,94.633333332999996,72.678399999999996,60.565333333333335]
[null,"LLE-T80-6-230-40-GX53","Лампа LED T75 таблетка 6Вт 230В 4000К GX53 IEK","шт",null,"ГОФРОКОРОБ",100,10,10,113.56,94.633333332999996,72.678399999999996,60.565333333333335]
[null,"LLE-T80-6-230-65-GX53","Лампа LED T75 таблетка 6Вт 230В 6500К GX53 IEK","шт",null,"ГОФРОКОРОБ",100,10,10,113.56,94.633333332999996,72.678399999999996,60.565333333333335]
[null,"LLE-T80-8-230-30-GX53","Лампа LED T75 таблетка 8Вт 230В 3000К GX53 IEK","шт",null,"ГОФРОКОРОБ",100,10,10,131.02000000000001,109.18333333299999,83.852800000000002,69.87733333333334]
[null,"LLE-T80-8-230-40-GX53","Лампа LED T75 таблетка 8Вт 230В 4000К GX53 IEK","шт",null,"ГОФРОКОРОБ",100,10,10,131.02000000000001,109.18333333299999,83.852800000000002,69.87733333333334]
[null,"LLE-T80-8-230-65-GX53","Лампа LED T75 таблетка 8Вт 230В 6500К GX53 IEK","шт",null,"ГОФРОКОРОБ",100,10,10,131.02000000000001,109.18333333299999,83.852800000000002,69.87733333333334]
["10.01.01.01.07 Капсульные лампы (G4, G9)"]
[null,"LLE-COB-3-230-30-G4","Лампа LED COB капсула 3Вт 230В 3000К керамика G4 IEK","шт",null,"КОРОБКА/БОКС",1000,10,10,153.80000000000001,128.166666666]
[null,"LLE-COB-3-230-40-G4","Лампа LED COB капсула 3Вт 230В 4000К керамика G4 IEK","шт",null,"КОРОБКА/БОКС",1000,10,10,153.80000000000001,128.166666666]
[null,"LLE-CORN-3-012-30-G4","Лампа LED CORN капсула 3Вт 12В 3000К керамика G4 IEK","шт",null,"КОРОБКА/БОКС",1000,10,10,136.69999999999999,113.916666666]
[null,"LLE-CORN-3-012-40-G4","Лампа LED CORN капсула 3Вт 12В 4000К керамика G4 IEK","шт",null,"КОРОБКА/БОКС",1000,10,10,136.69999999999999,113.916666666]
[null,"LLE-CORN-4-230-30-G4","Лампа LED CORN капсула 3,5Вт 230В 3000К керамика G4 IEK","шт",null,"КОРОБКА/БОКС",500,10,10,119.6,99.666666665999998]
[null,"LLE-CORN-4-230-30-G9","Лампа LED CORN капсула 3,5Вт 230В 3000К керамика G9 IEK","шт",null,"КОРОБКА/БОКС",500,10,10,119.6,99.666666665999998]
[null,"LLE-CORN-4-230-40-G4","Лампа LED CORN капсула 3,5Вт 230В 4000К керамика G4 IEK","шт",null,"КОРОБКА/БОКС",500,10,10,113.9,94.916666665999998]
[null,"LLE-CORN-4-230-40-G9","Лампа LED CORN капсула 3,5Вт 230В 4000К керамика G9 IEK","шт",null,"КОРОБКА/БОКС",500,10,10,119.6,99.666666665999998,76.543999999999997,63.786666666666669]
[null,"LLE-CORN-5-012-30-G4","Лампа LED CORN капсула 5Вт 12В 3000К керамика G4 IEK","шт",null,"КОРОБКА/БОКС",500,10,10,153.80000000000001,128.166666666,98.432000000000002,82.026666666666671]
[null,"LLE-CORN-5-012-40-G4","Лампа LED CORN капсула 5Вт 12В 4000К керамика G4 IEK","шт",null,"КОРОБКА/БОКС",500,10,10,153.80000000000001,128.166666666,98.432000000000002,82.026666666666671]
[null,"LLE-CORN-5-230-30-E14","Лампа LED CORN капсула 5Вт 230В 3000К керамика E14 IEK","шт",null,"КОРОБКА/БОКС",500,10,10,153.80000000000001,128.166666666]
[null,"LLE-CORN-5-230-30-G4","Лампа LED CORN капсула 5Вт 230В 3000К керамика G4 IEK","шт",null,"КОРОБКА/БОКС",500,10,10,153.80000000000001,128.166666666,98.432000000000002,82.026666666666671]
[null,"LLE-CORN-5-230-30-G9","Лампа LED CORN капсула 5Вт 230В 3000К керамика G9 IEK","шт",null,"КОРОБКА/БОКС",500,10,10,153.80000000000001,128.166666666,98.432000000000002,82.026666666666671]
[null,"LLE-CORN-5-230-40-E14","Лампа LED CORN капсула 5Вт 230В 4000К керамика E14 IEK","шт",null,"КОРОБКА/БОКС",500,10,10,153.80000000000001,128.166666666,98.432000000000002,82.026666666666671]
[null,"LLE-CORN-5-230-40-G4","Лампа LED CORN капсула 5Вт 230В 4000К керамика G4 IEK","шт",null,"КОРОБКА/БОКС",500,10,10,153.80000000000001,128.166666666,98.432000000000002,82.026666666666671]
[null,"LLE-CORN-5-230-40-G9","Лампа LED CORN капсула 5Вт 230В 4000К керамика G9 IEK","шт",null,"КОРОБКА/БОКС",500,10,10,153.80000000000001,128.166666666,98.432000000000002,82.026666666666671]
[null,"LLE-CORN-7-230-30-E14","Лампа LED CORN капсула 7Вт 230В 3000К керамика E14 IEK","шт",null,"КОРОБКА/БОКС",500,10,10,170.87,142.39166666599999]
[null,"LLE-CORN-7-230-30-G9","Лампа LED CORN капсула 7Вт 230В 3000К керамика G9 IEK","шт",null,"КОРОБКА/БОКС",500,10,10,170.87,142.39166666599999,109.35680000000001,91.13066666666667]
[null,"LLE-CORN-7-230-40-E14","Лампа LED CORN капсула 7Вт 230В 4000К керамика E14 IEK","шт",null,"КОРОБКА/БОКС",500,10,10,170.87,142.39166666599999,109.35680000000001,91.13066666666667]
[null,"LLE-CORN-7-230-40-G9","Лампа LED CORN капсула 7Вт 230В 4000К керамика G9 IEK","шт",null,"КОРОБКА/БОКС",500,10,10,170.87,142.39166666599999,109.35680000000001,91.13066666666667]
[null,"LLE-CORN-9-230-30-G9","Лампа LED CORN капсула 9Вт 230В 3000К керамика G9 IEK","шт",null,"КОРОБКА/БОКС",500,10,10,256.31,213.59166666600001,164.0384,136.69866666666667]
[null,"LLE-CORN-9-230-40-G9","Лампа LED CORN капсула 9Вт 230В 4000К керамика G9 IEK","шт",null,"КОРОБКА/БОКС",500,10,10,256.31,213.59166666600001]
["10.01.01.01.08 Мощные светодиодные лампы (НР)"]
[null,"LLE-HP-100-230-65-E40","Лампа LED HP 100Вт 230В 6500К E40 IEK","шт",null,"КОРОБКА/БОКС",8,1,1,3339.61,2783.0083333329999,2137.3503999999998,1781.1253333333334]
[null,"LLE-HP-120-230-65-E40","Лампа LED HP 120Вт 230В 6500К E40 IEK","шт",null,"КОРОБКА/БОКС",8,1,1,3434.47,2862.0583333330001]
[null,"LLE-HP-160-230-65-E40","Лампа LED HP 160Вт 120град 230В 6500К E40 IEK","шт",null,"КОРОБКА/БОКС",4,1,1,5943.67,4953.0583333329996]
[null,"LLE-HP-65-230-40-E40","Лампа LED HP 65Вт 230В 4000К E40 IEK","шт",null,"КОРОБКА/БОКС",6,1,1,1636.06,1363.3833333330001,1047.0784000000001,872.56533333333334]
[null,"LLE-HP-65-230-65-E40","Лампа LED HP 65Вт 230В 6500К E40 IEK","шт",null,"КОРОБКА/БОКС",6,1,1,1636.06,1363.3833333330001,1047.0784000000001,872.56533333333334]
[null,"LLE-HP-80-230-65-E40","Лампа LED HP 80Вт 230В 6500К E40 IEK","шт",null,"КОРОБКА/БОКС",8,1,1,2261.9899999999998,1884.9916666659999,1447.6736000000001,1206.3946666666666]
[null,"LLE-HPR-035-230-50-E40","Лампа LED HP 35Вт 120град 230В 5000К E40 пов. цоколь IEK","шт",null,"КОРОБКА/БОКС",20,1,1,2256.94,1880.783333333,1444.4416000000001,1203.7013333333334]
[null,"LLE-HP-30-230-40-E27","Лампа LED HP 30Вт 230В 4000К E27 IEK","шт",null,"ГОФРОКОРОБ",20,1,1,465.22,387.68333333300001,297.74079999999998,248.11733333333333]
[null,"LLE-HP-30-230-65-E27","Лампа LED HP 30Вт 230В 6500К E27 IEK","шт",null,"ГОФРОКОРОБ",20,1,1,465.22,387.68333333300001,297.74079999999998,248.11733333333333]
[null,"LLE-HP-50-230-40-E27","Лампа LED HP 50Вт 230В 4000К E27 IEK","шт",null,"ГОФРОКОРОБ",10,1,1,1115.52,929.6,713.93280000000004,594.94399999999996]
[null,"LLE-HP-50-230-65-E40","Лампа LED HP 50Вт 230В 6500К E40 IEK","шт",null,"ГОФРОКОРОБ",10,1,1,1115.52,929.6,713.93280000000004,594.94399999999996]
["10.01.01.01.09 Линейные светодиодные лампы (T8)"]
[null,"LLE-T8R-30-230-65-G13","Лампа LED T8 линейная 30Вт 3000лм 230В 6500К 1200мм G13 IEK","шт",null,"КОРОБКА/БОКС",20,20,20,440,366.66666666600003,281.60000000000002,234.66666666666666]
[null,"LLE-T8R-40-230-65-G13","Лампа LED T8 линейная 40Вт 4000лм 230В 6500К 1200мм G13 IEK","шт",null,"КОРОБКА/БОКС",20,20,20,570,475,364.8,304]
[null,"LLE-T8R-13-230-40-G13","Лампа LED T8 линейная 13Вт 1300лм 230В 4000К 600мм G13 IEK","шт",null,"КОРОБКА/БОКС",20,20,20,273,227.5,174.72,145.6]
[null,"LLE-T8R-13-230-65-G13","Лампа LED T8 линейная 13Вт 1300лм 230В 6500К 600мм G13 IEK","шт",null,"КОРОБКА/БОКС",20,20,20,273,227.5,174.72,145.6]
[null,"LLE-T8R-25-230-40-G13","Лампа LED T8 линейная 25Вт 2500лм 230В 4000К 1200мм G13 IEK","шт",null,"КОРОБКА/БОКС",20,20,20,367.5,306.25,235.2,196]
[null,"LLE-T8R-25-230-65-G13","Лампа LED T8 линейная 25Вт 2500лм 230В 6500К 1200мм G13 IEK","шт",null,"КОРОБКА/БОКС",20,20,20,367.5,306.25,235.2,196]
[null,"LLE-T8-10-230-40-G13","Лампа LED T8 линейная 10Вт 230В 4000К 600мм G13 IEK","шт",null,"ГОФРОКОРОБ",20,20,20,199.54,166.283333333,127.7056,106.42133333333334]
[null,"LLE-T8-10-230-65-G13","Лампа LED T8 линейная 10Вт 230В 6500К 600мм G13 IEK","шт",null,"ГОФРОКОРОБ",20,20,20,199.54,166.283333333,127.7056,106.42133333333334]
[null,"LLE-T8R-10-230-40-G13","Лампа LED T8 линейная 10Вт 1000Лм 230В 4000К 600мм G13 IEK","шт",null,"КОРОБКА/БОКС",20,20,20,254.45,212.041666666,162.84800000000001,135.70666666666668]
[null,"LLE-T8R-10-230-65-G13","Лампа LED T8 линейная 10Вт 1000Лм 230В 6500К 600мм G13 IEK","шт",null,"КОРОБКА/БОКС",20,20,20,254.45,212.041666666,162.84800000000001,135.70666666666668]
[null,"LLE-T8-18-230-40-G13","Лампа LED T8 линейная 18Вт 230В 4000К 1200мм G13 IEK","шт",null,"ГОФРОКОРОБ",20,20,20,228.92,190.76666666599999,146.50880000000001,122.09066666666666]
[null,"LLE-T8-18-230-65-G13","Лампа LED T8 линейная 18Вт 230В 6500К 1200мм G13 IEK","шт",null,"ГОФРОКОРОБ",20,20,20,228.92,190.76666666599999,146.50880000000001,122.09066666666666]
[null,"LLE-T8R-20-230-40-G13","Лампа LED T8 линейная 20Вт 2000Лм 230В 4000К 1200мм G13 IEK","шт",null,"КОРОБКА/БОКС",20,20,20,304.74,253.95,195.03360000000001,162.52799999999999]
[null,"LLE-T8R-20-230-65-G13","Лампа LED T8 линейная 20Вт 2000Лм 230В 6500К 1200мм G13 IEK","шт",null,"КОРОБКА/БОКС",20,20,20,304.74,253.95,195.03360000000001,162.52799999999999]
[null,"LLE-T8-24-230-40-G13","Лампа LED T8 линейная 24Вт 230В 4000К 1500мм G13 IEK","шт",null,"КОРОБКА/БОКС",20,20,20,460.14,383.45,294.4896,245.40799999999999]
[null,"LLE-T8-24-230-65-G13","Лампа LED T8 линейная 24Вт 230В 6500К 1500мм G13 IEK","шт",null,"КОРОБКА/БОКС",20,20,20,460.14,383.45,294.4896,245.40799999999999]
["10.01.01.01.10 Низковольтные светодиодные лампы"]
[null,"LLE-A60-08-12-24-40-E27","Лампа LED A60 груша 8Вт 12-24В 4000К E27 IEK","шт",null,"КОРОБКА/БОКС",100,10,10,346.07,288.39166666599999,221.48480000000001,184.57066666666665]
[null,"LLE-A60-08-24-48-40-E27","Лампа LED A60 груша 8Вт 24-48В 4000К E27 IEK","шт",null,"КОРОБКА/БОКС",100,10,10,346.07,288.39166666599999,221.48480000000001,184.57066666666665]
[null,"LLE-A60-12-12-24-40-E27","Лампа LED A60 груша 12Вт 12-24В 4000К E27 IEK","шт",null,"КОРОБКА/БОКС",100,10,10,395.51,329.59166666599998,253.12639999999999,210.93866666666668]
[null,"LLE-A60-12-24-48-40-E27","Лампа LED A60 груша 12Вт 24-48В 4000К E27 IEK","шт",null,"КОРОБКА/БОКС",100,10,10,395.51,329.59166666599998,253.12639999999999,210.93866666666668]
[null,"LLE-MR16-08-12-24-40-GU5","Лампа LED MR16 софит 8Вт 12-24В 4000К GU5,3 IEK","шт",null,"КОРОБКА/БОКС",200,10,10,370.3,308.58333333299998,236.99199999999999,197.49333333333334]
["10.01.01.01.11 Комплекты ПРОМО со светодиодными лампами"]
[null,"LLE-BOX-MIX","Набор ламп Честные ватты IEK","шт",null,"КОРОБКА/БОКС",1,1,1,17155.7,14296.416666666,10979.647999999999,9149.7066666666669]
[null,"LLE-HP-120-65-E40-EPC30","Лампа LED HP 120Вт 6500К E40 с патроном подвес. керам. IEK","компл","Заказная","КОРОБКА/БОКС",8,1,1,3710.26,3091.8833333329999]
[null,"LLE-HP-160-65-E40-EPC30","Лампа LED HP 160Вт 6500К E40 с патроном подвес. керам. IEK","компл","Заказная","КОРОБКА/БОКС",4,1,1,6140.75,5117.2916666660003,3930.08,3275.0666666666666]
["10.01.01.02.01 Лампы светодиодные 360° \"Груша\" (A60)"]
[null,"LLF-A60-11-230-30-E27-CL","Лампа LED A60 груша проз. 11Вт 230В 3000К E27 серия 360° IEK","шт",null,"КОРОБКА/БОКС",100,10,10,252.94,210.783333333]
[null,"LLF-A60-11-230-30-E27-FR","Лампа LED A60 груша мат. 11Вт 230В 3000К E27 серия 360° IEK","шт",null,"КОРОБКА/БОКС",100,10,10,265.60000000000002,221.33333333300001]
[null,"LLF-A60-11-230-40-E27-CL","Лампа LED A60 груша проз. 11Вт 230В 4000К E27 серия 360° IEK","шт",null,"КОРОБКА/БОКС",100,10,10,252.94,210.783333333,161.88159999999999,134.90133333333333]
[null,"LLF-A60-11-230-40-E27-FR","Лампа LED A60 груша мат. 11Вт 230В 4000К E27 серия 360° IEK","шт",null,"КОРОБКА/БОКС",100,10,10,265.60000000000002,221.33333333300001]
[null,"LLF-A60-11-230-65-E27-CL","Лампа LED A60 груша проз. 11Вт 230В 6500К E27 серия 360° IEK","шт",null,"КОРОБКА/БОКС",100,10,10,252.94,210.783333333,161.88159999999999,134.90133333333333]
[null,"LLF-A60-7-230-30-E27-CL","Лампа LED A60 груша прозр. 7Вт 230В 3000К E27 серия 360° IEK","шт",null,"КОРОБКА/БОКС",100,10,10,151.78,126.483333333,97.139200000000002,80.949333333333328]
[null,"LLF-A60-7-230-40-E27-CL","Лампа LED A60 груша прозр. 7Вт 230В 4000К E27 серия 360° IEK","шт",null,"КОРОБКА/БОКС",100,10,10,151.78,126.483333333,97.139200000000002,80.949333333333328]
[null,"LLF-A60-7-230-65-E27-CL","Лампа LED A60 груша прозр. 7Вт 230В 6500К E27 серия 360° IEK","шт",null,"КОРОБКА/БОКС",100,10,10,151.78,126.483333333]
[null,"LLF-A60-9-230-30-E27-CL","Лампа LED A60 груша прозр. 9Вт 230В 3000К E27 серия 360° IEK","шт",null,"КОРОБКА/БОКС",100,10,10,172.01,143.34166666600001,110.0864,91.73866666666666]
[null,"LLF-A60-9-230-40-E27-CL","Лампа LED A60 груша прозр. 9Вт 230В 4000К E27 серия 360° IEK","шт",null,"КОРОБКА/БОКС",100,10,10,172.01,143.34166666600001,110.0864,91.73866666666666]
[null,"LLF-A60-9-230-65-E27-CL","Лампа LED A60 груша прозр. 9Вт 230В 6500К E27 серия 360° IEK","шт",null,"КОРОБКА/БОКС",100,10,10,172.01,143.34166666600001,110.0864,91.73866666666666]
[null,"LLF-A60-11-230-30-E27-CLG","Лампа LED A60 груша зол. 11Вт 230В 2700К E27 серия 360° IEK","шт",null,"КОРОБКА/БОКС",100,10,10,292.33,243.60833333299999,187.09119999999999,155.90933333333334]
[null,"LLF-A60-9-230-30-E27-CLG","Лампа LED A60 груша золото 9Вт 230В 2700К E27 серия 360° IEK","шт",null,"КОРОБКА/БОКС",100,10,10,243.64,203.033333333]
["10.01.01.02.02 Лампы светодиодные 360° \"Свеча\", \"Свеча на ветру\", \"Свеча витая\" (C35, CB35, CT35)"]
[null,"LLF-C35-5-230-30-E14-CL","Лампа LED C35 свеча прозр. 5Вт 230В 3000К E14 серия 360° IEK","шт",null,"КОРОБКА/БОКС",100,10,10,123.96,103.3,79.334400000000002,66.111999999999995]
[null,"LLF-C35-5-230-30-E27-CL","Лампа LED C35 свеча прозр. 5Вт 230В 3000К E27 серия 360° IEK","шт",null,"КОРОБКА/БОКС",100,10,10,123.96,103.3]
[null,"LLF-C35-5-230-40-E14-CL","Лампа LED C35 свеча прозр. 5Вт 230В 4000К E14 серия 360° IEK","шт",null,"КОРОБКА/БОКС",100,10,10,123.96,103.3,79.334400000000002,66.111999999999995]
[null,"LLF-C35-5-230-40-E27-CL","Лампа LED C35 свеча прозр. 5Вт 230В 4000К E27 серия 360° IEK","шт",null,"КОРОБКА/БОКС",100,10,10,123.96,103.3]
[null,"LLF-C35-7-230-30-E14-CL","Лампа LED C35 свеча прозр. 7Вт 230В 3000К E14 серия 360° IEK","шт",null,"КОРОБКА/БОКС",100,10,10,139.12,115.93333333299999,89.036799999999999,74.197333333333333]
[null,"LLF-C35-7-230-30-E14-FR","Лампа LED C35 свеча матов. 7Вт 230В 3000К E14 серия 360° IEK","шт",null,"КОРОБКА/БОКС",100,10,10,149.29,124.408333333]
[null,"LLF-C35-7-230-30-E27-CL","Лампа LED C35 свеча прозр. 7Вт 230В 3000К E27 серия 360° IEK","шт",null,"КОРОБКА/БОКС",100,10,10,139.12,115.93333333299999,89.036799999999999,74.197333333333333]
[null,"LLF-C35-7-230-30-E27-FR","Лампа LED C35 свеча матов. 7Вт 230В 3000К E27 серия 360° IEK","шт",null,"КОРОБКА/БОКС",100,10,10,149.29,124.408333333]
[null,"LLF-C35-7-230-40-E14-CL","Лампа LED C35 свеча прозр. 7Вт 230В 4000К E14 серия 360° IEK","шт",null,"КОРОБКА/БОКС",100,10,10,139.12,115.93333333299999,89.036799999999999,74.197333333333333]
[null,"LLF-C35-7-230-40-E14-FR","Лампа LED C35 свеча матов. 7Вт 230В 4000К E14 серия 360° IEK","шт",null,"КОРОБКА/БОКС",100,10,10,149.29,124.408333333]
[null,"LLF-C35-7-230-40-E27-CL","Лампа LED C35 свеча прозр. 7Вт 230В 4000К E27 серия 360° IEK","шт",null,"КОРОБКА/БОКС",100,10,10,139.12,115.93333333299999,89.036799999999999,74.197333333333333]
[null,"LLF-C35-5-230-30-E14-CLG","Лампа LED C35 свеча золото 5Вт 230В 2700К E14 серия 360° IEK","шт",null,"КОРОБКА/БОКС",100,10,10,192.19,160.158333333]
[null,"LLF-C35-7-230-30-E14-CLG","Лампа LED C35 свеча золото 7Вт 230В 2700К E14 серия 360° IEK","шт",null,"КОРОБКА/БОКС",100,10,10,208.4,173.666666666]
[null,"LLF-CB35-5-230-30-E14-CLG","Лампа LED CВ35 св.н/в зол. 5Вт 230В 2700К E14 серия 360° IEK","шт",null,"КОРОБКА/БОКС",100,10,10,161.84,134.86666666599999]
[null,"LLF-CB35-7-230-30-E14-CL","Лампа LED CВ35 св.н/ветру 7Вт 230В 3000К E14 серия 360° IEK","шт",null,"КОРОБКА/БОКС",100,10,10,148.16,123.46666666599999,94.822400000000002,79.018666666666661]
[null,"LLF-CB35-7-230-30-E14-CLG","Лампа LED CВ35 св.н/в зол. 7Вт 230В 2700К E14 серия 360° IEK","шт",null,"КОРОБКА/БОКС",100,10,10,175.5,146.25]
[null,"LLF-CB35-7-230-40-E14-CL","Лампа LED CВ35 св.н/ветру 7Вт 230В 4000К E14 серия 360° IEK","шт",null,"КОРОБКА/БОКС",100,10,10,148.16,123.46666666599999,94.822400000000002,79.018666666666661]
[null,"LLF-CT35-5-230-40-E27-CL","Лампа LED CT35 свеча вит. 5Вт 230В 4000К E27 серия 360° IEK","шт",null,"КОРОБКА/БОКС",100,10,10,120.82,100.68333333299999]
[null,"LLF-CT35-7-230-40-E14-CL","Лампа LED CT35 свеча вит. 7Вт 230В 4000К E14 серия 360° IEK","шт",null,"КОРОБКА/БОКС",100,10,10,148.16,123.46666666599999]
["10.01.01.02.03 Лампы светодиодные 360° \"Шар\" (G45, G95)"]
[null,"LLF-G45-5-230-30-E14-CL","Лампа LED G45 шар прозр. 5Вт 230В 3000К E14 серия 360° IEK","шт",null,"КОРОБКА/БОКС",100,10,10,123.96,103.3]
[null,"LLF-G45-5-230-30-E27-CL","Лампа LED G45 шар прозр. 5Вт 230В 3000К E27 серия 360° IEK","шт",null,"КОРОБКА/БОКС",100,10,10,123.96,103.3,79.334400000000002,66.111999999999995]
[null,"LLF-G45-5-230-40-E14-CL","Лампа LED G45 шар прозр. 5Вт 230В 4000К E14 серия 360° IEK","шт",null,"КОРОБКА/БОКС",100,10,10,123.96,103.3]
[null,"LLF-G45-5-230-40-E27-CL","Лампа LED G45 шар прозр. 5Вт 230В 4000К E27 серия 360° IEK","шт",null,"КОРОБКА/БОКС",100,10,10,123.96,103.3,79.334400000000002,66.111999999999995]
[null,"LLF-G45-7-230-30-E14-CL","Лампа LED G45 шар прозр. 7Вт 230В 3000К E14 серия 360° IEK","шт",null,"КОРОБКА/БОКС",100,10,10,139.12,115.93333333299999,89.036799999999999,74.197333333333333]
[null,"LLF-G45-7-230-30-E14-FR","Лампа LED G45 шар матов. 7Вт 230В 3000К E14 серия 360° IEK","шт",null,"КОРОБКА/БОКС",100,10,10,149.29,124.408333333]
[null,"LLF-G45-7-230-30-E27-CL","Лампа LED G45 шар прозр. 7Вт 230В 3000К E27 серия 360° IEK","шт",null,"КОРОБКА/БОКС",100,10,10,139.12,115.93333333299999,89.036799999999999,74.197333333333333]
[null,"LLF-G45-7-230-30-E27-FR","Лампа LED G45 шар матов. 7Вт 230В 3000К E27 серия 360° IEK","шт",null,"КОРОБКА/БОКС",100,10,10,149.29,124.408333333]
[null,"LLF-G45-7-230-40-E14-CL","Лампа LED G45 шар прозр. 7Вт 230В 4000К E14 серия 360° IEK","шт",null,"КОРОБКА/БОКС",100,10,10,139.12,115.93333333299999,89.036799999999999,74.197333333333333]
[null,"LLF-G45-7-230-40-E27-CL","Лампа LED G45 шар прозр. 7Вт 230В 4000К E27 серия 360° IEK","шт",null,"КОРОБКА/БОКС",100,10,10,139.12,115.93333333299999,89.036799999999999,74.197333333333333]
[null,"LLF-G45-7-230-40-E27-FR","Лампа LED G45 шар матов. 7Вт 230В 4000К E27 серия 360° IEK","шт",null,"КОРОБКА/БОКС",100,10,10,149.29,124.408333333]
[null,"LLF-G45-5-230-30-E14-CLG","Лампа LED G45 шар золото 5Вт 230В 2700К E14 серия 360° IEK","шт",null,"КОРОБКА/БОКС",100,10,10,192.19,160.158333333]
[null,"LLF-G45-7-230-30-E14-CLG","Лампа LED G45 шар золото 7Вт 230В 2700К E14 серия 360° IEK","шт",null,"КОРОБКА/БОКС",100,10,10,208.4,173.666666666]
[null,"LLF-G95-6-230-30-E27-CLG","Лампа LED G95 шар золото 6Вт 230В 2700К E27 серия 360° IEK","шт",null,"КОРОБКА/БОКС",20,1,1,387.49,322.90833333299997]
[null,"LLF-G95-8-230-30-E27-CLG","Лампа LED G95 шар золото 8Вт 230В 2700К E27 серия 360° IEK","шт",null,"КОРОБКА/БОКС",20,1,1,429.01,357.508333333]
["10.01.01.02.04 Лампы светодиодные 360° \"Ретро\" (ST64)"]
[null,"LLF-ST64-6-230-30-E27-CLG","Лампа LED ST64 золото 6Вт 230В 2700К E27 серия 360° IEK","шт",null,"КОРОБКА/БОКС",40,1,1,332.12,276.76666666599999]
[null,"LLF-ST64-8-230-30-E27-CLG","Лампа LED ST64 золото 8Вт 230В 2700К E27 серия 360° IEK","шт",null,"КОРОБКА/БОКС",40,1,1,395.8,329.83333333299998]
["10.01.01.03 Лампы светодиодные ALFA"]
[null,"LLA-PAR16-8-230-4-GU10-6","Лампа LED ALFA PAR16 софит 8Вт 230В 4000К GU10 (6шт)IEK","шт","Заказная","КОРОБКА/БОКС",90,6,6,95,79.166666665999998]
[null,"LLA-A60-10-230-30-E27","Лампа LED ALFA A60 груша 10Вт 230В 3000К E27 IEK","шт",null,"КОРОБКА/БОКС",100,10,10,100,83.333333332999999]
[null,"LLA-A60-10-230-30-E27-6","Лампа LED ALFA A60 груша 10Вт 230В 3000К E27 (6шт) IEK","шт","Заказная","КОРОБКА/БОКС",60,6,6,100,83.333333332999999]
[null,"LLA-A60-10-230-40-E27-6","Лампа LED ALFA A60 груша 10Вт 230В 4000К E27 (6шт) IEK","шт","Заказная","КОРОБКА/БОКС",60,6,6,100,83.333333332999999]
[null,"LLA-A60-12-230-30-E27","Лампа LED ALFA A60 груша 12Вт 230В 3000К E27 IEK","шт",null,"КОРОБКА/БОКС",100,10,10,110,91.666666665999998]
[null,"LLA-A60-12-230-40-E27","Лампа LED ALFA A60 груша 12Вт 230В 4000К E27 IEK","шт",null,"КОРОБКА/БОКС",100,10,10,110,91.666666665999998]
[null,"LLA-A60-15-230-30-E27","Лампа LED ALFA A60 груша 15Вт 230В 3000К E27 IEK","шт",null,"КОРОБКА/БОКС",100,10,10,125,104.166666666]
[null,"LLA-A60-15-230-30-E27-6","Лампа LED ALFA A60 груша 15Вт 230В 3000К E27 (6шт) IEK","шт","Заказная","КОРОБКА/БОКС",60,6,6,125,104.166666666]
[null,"LLA-A60-15-230-40-E27-6","Лампа LED ALFA A60 груша 15Вт 230В 4000К E27 (6шт) IEK","шт","Заказная","КОРОБКА/БОКС",60,6,6,125,104.166666666]
[null,"LLA-A60-8-230-30-E27","Лампа LED ALFA A60 груша 8Вт 230В 3000К E27 IEK","шт",null,"КОРОБКА/БОКС",100,10,10,95,79.166666665999998]
[null,"LLA-A60-8-230-30-E27-6","Лампа LED ALFA A60 груша 8Вт 230В 3000К E27 (6шт) IEK","шт","Заказная","КОРОБКА/БОКС",60,6,6,95,79.166666665999998]
[null,"LLA-A60-8-230-40-E27-6","Лампа LED ALFA A60 груша 8Вт 230В 4000К E27 (6шт) IEK","шт","Заказная","КОРОБКА/БОКС",60,6,6,95,79.166666665999998]
[null,"LLA-C35-10-230-30-E14","Лампа LED ALFA C35 свеча 10Вт 230В 3000К E14 IEK","шт",null,"КОРОБКА/БОКС",100,10,10,110,91.666666665999998]
[null,"LLA-C35-10-230-40-E14","Лампа LED ALFA C35 свеча 10Вт 230В 4000К E14 IEK","шт",null,"КОРОБКА/БОКС",100,10,10,110,91.666666665999998]
[null,"LLA-C35-10-230-40-E27","Лампа LED ALFA C35 свеча 10Вт 230В 4000К E27 IEK","шт",null,"КОРОБКА/БОКС",100,10,10,110,91.666666665999998]
[null,"LLA-C35-10-230-65-E27","Лампа LED ALFA C35 свеча 10Вт 230В 6500К E27 IEK","шт",null,"КОРОБКА/БОКС",100,1,1,110,91.666666665999998]
[null,"LLA-C35-6-230-30-E27","Лампа LED ALFA C35 свеча 6Вт 230В 3000К E27 IEK","шт",null,"КОРОБКА/БОКС",100,10,10,85,70.833333332999999]
[null,"LLA-C35-6-230-40-E14","Лампа LED ALFA C35 свеча 6Вт 230В 4000К E14 IEK","шт",null,"КОРОБКА/БОКС",100,10,10,85,70.833333332999999]
[null,"LLA-C35-8-230-30-E14-6","Лампа LED ALFA C35 свеча 8Вт 230В 3000К E14 (6шт) IEK","шт","Заказная","КОРОБКА/БОКС",90,6,6,95,79.166666665999998]
[null,"LLA-C35-8-230-40-E14","Лампа LED ALFA C35 свеча 8Вт 230В 4000К E14 IEK","шт",null,"КОРОБКА/БОКС",100,10,10,95,79.166666665999998]
[null,"LLA-C35-8-230-40-E14-6","Лампа LED ALFA C35 свеча 8Вт 230В 4000К E14 (6шт) IEK","шт","Заказная","КОРОБКА/БОКС",90,6,6,95,79.166666665999998]
[null,"LLA-G45-10-230-30-E14","Лампа LED ALFA G45 шар 10Вт 230В 3000К E14 IEK","шт",null,"КОРОБКА/БОКС",100,10,10,110,91.666666665999998]
[null,"LLA-G45-10-230-30-E27","Лампа LED ALFA G45 шар 10Вт 230В 3000К E27 IEK","шт",null,"КОРОБКА/БОКС",100,10,10,110,91.666666665999998]
[null,"LLA-G45-10-230-40-E14","Лампа LED ALFA G45 шар 10Вт 230В 4000К E14 IEK","шт",null,"КОРОБКА/БОКС",100,10,10,110,91.666666665999998]
[null,"LLA-G45-10-230-40-E27","Лампа LED ALFA G45 шар 10Вт 230В 4000К E27 IEK","шт",null,"КОРОБКА/БОКС",100,10,10,110,91.666666665999998]
[null,"LLA-G45-6-230-30-E14","Лампа LED ALFA G45 шар 6Вт 230В 3000К E14 IEK","шт",null,"КОРОБКА/БОКС",100,10,10,86.16,71.8]
[null,"LLA-G45-8-230-30-E14","Лампа LED ALFA G45 шар 8Вт 230В 3000К E14 IEK","шт",null,"КОРОБКА/БОКС",100,10,10,95,79.166666665999998]
[null,"LLA-G45-8-230-30-E14-6","Лампа LED ALFA G45 шар 8Вт 230В 3000К E14 (6шт) IEK","шт","Заказная","КОРОБКА/БОКС",90,6,6,95,79.166666665999998]
[null,"LLA-G45-8-230-40-E14","Лампа LED ALFA G45 шар 8Вт 230В 4000К E14 IEK","шт",null,"КОРОБКА/БОКС",100,10,10,83.06,69.216666665999995]
[null,"LLA-G45-8-230-40-E14-6","Лампа LED ALFA G45 шар 8Вт 230В 4000К E14 (6шт) IEK","шт","Заказная","КОРОБКА/БОКС",90,6,6,95,79.166666665999998]
[null,"LLA-PAR16-10-230-3-GU10-6","Лампа LED ALFA PAR16 софит 10Вт 230В 3000К GU10 (6шт)IEK","шт","Заказная","КОРОБКА/БОКС",90,6,6,110,91.666666665999998]
[null,"LLA-PAR16-10-230-4-GU10-6","Лампа LED ALFA PAR16 софит 10Вт 230В 4000К GU10 (6шт)IEK","шт","Заказная","КОРОБКА/БОКС",90,6,6,110,91.666666665999998]
[null,"LLA-PAR16-8-230-3-GU10-6","Лампа LED ALFA PAR16 софит 8Вт 230В 3000К GU10 (6шт)IEK","шт","Заказная","КОРОБКА/БОКС",90,6,6,95,79.166666665999998]
["10.01.01.ХХ Продукция, выведенная из ассортимента"]
[null,"LLE-CB35-7-230-30-E27","Лампа LED CB35 свеча на ветру 7Вт 230В 3000К E27 IEK","шт",null,"ГОФРОКОРОБ",100,10,10,92.98,77.483333333000004,59.507199999999997,49.589333333333336]
["10.01.01.ХХ.01.02.ХХ Продукция, выведенная из ассортимента"]
[null,"LLE21-27-015-4000-T2","Лампа спираль КЭЛ-ZS Е27 15Вт 4000К Т2 IEK","шт",null,"(пусто)",60,1,1,147.5,122.916666666]
[null,"LLE21-27-020-2700-T3","Лампа спираль КЭЛ-ZS Е27 20Вт 2700К Т3 IEK","шт",null,"(пусто)",50,1,1,188.95,157.45833333300001]
[null,"LLE21-27-020-4000-T3","Лампа спираль КЭЛ-ZS Е27 20Вт 4000К Т3 IEK","шт",null,"(пусто)",50,1,1,188.95,157.45833333300001]
["10.01.02 Лента светодиодная"]
["10.01.02.01 Лента светодиодная ECO 3528"]
[null,"LSR1-1-060-20-1-05","Лента LED 5м блистер LSR-3528WW60-4.8-IP20-12V IEK-eco","шт",null,"КОРОБКА/БОКС",20,5,5,380,316.66666666600003,243.2,202.66666666666666]
[null,"LSR1-1-060-65-1-05","Лента LED 5м блистер LSR-3528WW60-4.8-IP65-12V IEK-eco","шт",null,"КОРОБКА/БОКС",20,5,5,520,433.33333333299998,332.8,277.33333333333331]
[null,"LSR1-2-120-20-1-05","Лента LED 5м блистер LSR-3528W120-9.6-IP20-12V IEK-eco","шт",null,"КОРОБКА/БОКС",20,5,5,700,583.33333333300004,448,373.33333333333331]
[null,"LSR1-3-054-20-1-05","Лента LED 5м блистер LSR-3528RGB54-4.8-IP20-12V IEK-eco","шт",null,"КОРОБКА/БОКС",20,5,5,600,500,384,320]
[null,"LSR1-5-060-20-1-05","Лента LED 5м блистер LSR-3528G60-4.8-IP20-12V IEK-eco","шт",null,"КОРОБКА/БОКС",20,5,5,509.17,424.30833333300001,325.86880000000002,271.55733333333336]
["10.01.02.02 Лента светодиодная PRO 5050"]
[null,"LSR2-2-030-20-3-05","Лента LED 5м LSR-5050W30-7,2-IP20-12В IEK","шт",null,"ГОФРОКОРОБ",20,1,1,633.71,528.09166666600004]
[null,"LSR2-1-060-20-3-03","Лента LED 3м LSR-5050WW60-14,4-IP20-12В IEK","шт",null,"ГОФРОКОРОБ",20,1,1,341.98,284.98333333300002]
[null,"LSR2-1-060-20-3-05","Лента LED 5м LSR-5050WW60-14,4-IP20-12В IEK","шт",null,"ГОФРОКОРОБ",20,1,1,981.34,817.78333333299997,628.05759999999998,523.38133333333337]
[null,"LSR2-2-060-20-3-05","Лента LED 5м LSR-5050W60-14,4-IP20-12В IEK","шт",null,"ГОФРОКОРОБ",20,1,1,981.34,817.78333333299997,628.05759999999998,523.38133333333337]
[null,"LSR2-1-060-65-3-05","Лента LED 5м LSR-5050WW60-14,4-IP65-12В IEK","шт",null,"ГОФРОКОРОБ",20,1,1,1255.8699999999999,1046.5583333330001,803.7568,669.79733333333331]
[null,"LSR2-2-060-65-3-05","Лента LED 5м LSR-5050W60-14,4-IP65-12В IEK","шт",null,"ГОФРОКОРОБ",20,1,1,1255.8699999999999,1046.5583333330001,803.7568,669.79733333333331]
[null,"LSR2-1-030-65-3-05","Лента LED 5м LSR-5050WW30-7,2-IP65-12В IEK","шт",null,"ГОФРОКОРОБ",20,1,1,851.8,709.83333333300004]
[null,"LSR2-3-030-20-3-03","Лента LED 3м LSR-5050RGB30-7,2-IP20-12В IEK","шт",null,"ГОФРОКОРОБ",20,1,1,339.1,282.58333333299998]
[null,"LSR2-3-030-20-3-05","Лента LED 5м LSR-5050RGB30-7,2-IP20-12В IEK","шт",null,"ГОФРОКОРОБ",20,1,1,836.99,697.49166666600001]
[null,"LSR2-3-030-65-3-03","Лента LED 3м LSR-5050RGB30-7,2-IP65-12В IEK","шт",null,"ГОФРОКОРОБ",20,1,1,420.34,350.28333333299997]
[null,"LSR2-3-030-65-3-05","Лента LED 5м LSR-5050RGB30-7,2-IP65-12В IEK","шт",null,"ГОФРОКОРОБ",20,1,1,1052.24,876.86666666600001]
[null,"LSR2-3-060-20-3-03","Лента LED 3м LSR-5050RGB60-14,4-IP20-12В IEK","шт",null,"ГОФРОКОРОБ",20,1,1,396.13,330.10833333300002]
[null,"LSR2-3-060-20-3-05","Лента LED 5м LSR-5050RGB60-14,4-IP20-12В IEK","шт",null,"ГОФРОКОРОБ",20,1,1,1042.6600000000001,868.883333333,667.30240000000003,556.08533333333332]
[null,"LSR2-3-060-65-1-05","Лента LED 5м блистер LSR-5050RGB60-14,4-IP65-12V IEK","шт",null,"ГОФРОКОРОБ",20,1,1,1000,833.33333333300004,640,533.33333333333337]
[null,"LSR2-3-060-65-3-05","Лента LED 5м LSR-5050RGB60-14,4-IP65-12В IEK","шт",null,"ГОФРОКОРОБ",20,1,1,1433.62,1194.6833333330001,917.51679999999999,764.59733333333338]
["10.01.02.03 Доп. устройства к светодиодной ленте 12В"]
[null,"LSC1-RGB-072-IR-20-12-W","Контроллер с ПДУ ИК RGB 3 канала 12В 2А 72Вт IEK","шт",null,"ГОФРОКОРОБ",100,1,1,349.51,291.258333333,223.68639999999999,186.40533333333335]
[null,"LSP2-024-12-20-11","Драйвер LED ИПСН 24Вт 12 В адаптер -JacK 5,5 мм IP20 IEK-eco","шт",null,"КОРОБКА/БОКС",40,1,1,586.66,488.883333333]
[null,"LSP2-036-12-20-11","Драйвер LED ИПСН 36Вт 12 В сетевая вилка-блок -JacK 5,5 мм IP20 IEK-eco","шт",null,"КОРОБКА/БОКС",40,1,1,799.96,666.633333333]
[null,"LSP2-060-12-20-11","Драйвер LED ИПСН 60Вт 12 В сетевая вилка-блок -JacK 5,5 мм IP20 IEK-eco","шт",null,"КОРОБКА/БОКС",40,1,1,1240.94,1034.1166666659999]
[null,"LSA-RGB-144-20-12-PRO","Магистральный усилитель PRO RGB 3 канала 12В, 4А, 144Вт IEK","шт",null,"КОРОБКА/БОКС",100,1,1,569.55999999999995,474.633333333]
[null,"LSC1-MONO-216-RF-20-12-B","Контроллер с ПДУ радио (черный) MONO 3 канала 12В, 6А, 216Вт IEK","шт",null,"ГОФРОКОРОБ",20,1,1,1888.68,1573.9,1208.7552000000001,1007.296]
[null,"LSC1-RGB-144-RF-20-12-W","Контроллер с ПДУ радио RGB 3 канала 12В 4А 144Вт белый IEK","шт",null,"ГОФРОКОРОБ",50,1,1,1478.69,1232.2416666659999]
[null,"LSC1-RGB-216-RF-20-12-B","Контроллер с ПДУ радио (черный) RGB 3 канала 12В, 6А, 216Вт IEK","шт",null,"ГОФРОКОРОБ",20,1,1,1765.12,1470.9333333330001]
[null,"LSC1-W-WW-144-RF-20-12-B","Контроллер с ПДУ радио (черный) W-WW 2 канала 12В, 6А, 144Вт IEK","шт",null,"ГОФРОКОРОБ",20,1,1,1458,1215,933.12,777.6]
[null,"LSC2-MONO-072-K-20-12-W","Контроллер без ПДУ К MONO 1 канал 12В 6А 72Вт IEK","шт",null,"ГОФРОКОРОБ",100,1,1,523.72,436.43333333300001]
[null,"LSC1-MONO-120-RF-20-12-B","Контроллер с ПДУ радио MONO 1 канал 12В 10А 120Вт черный IEK","шт",null,"ГОФРОКОРОБ",50,1,1,1389.16,1157.6333333330001]
[null,"LSC1-MONO-120-RF-20-12-W","Контроллер с ПДУ радио MONO 1 канал 12В 10А 120Вт белый IEK","шт",null,"ГОФРОКОРОБ",50,1,1,1650.34,1375.283333333,1056.2175999999999,880.18133333333333]
[null,"LSC2-RGB-072-K-20-12-W","Контроллер без ПДУ К RGB 3 канала 12В 2А 72Вт IEK","шт",null,"ГОФРОКОРОБ",100,1,1,523.72,436.43333333300001]
[null,"LSC1-RGB-144-RF-20-12-B","Контроллер с ПДУ радио RGB 3 канала 12В 4А 144Вт черный IEK","шт",null,"ГОФРОКОРОБ",50,1,1,1675.12,1395.9333333330001]
[null,"LSCON10-MONO-112-03","Коннектор 3шт MONO 10мм (JACK5,5-15см-разъем)) IEK","шт",null,"ГОФРОКОРОБ",1000,1,1,224.06,186.71666666600001]
[null,"LSCON10-MONO-112-5-PRO","Коннектор 5шт MONO 10 мм (jack5,5 - 15 см - разъем) IEK","шт",null,"КОРОБКА/БОКС",40,1,1,485.1,404.25,310.464,258.72000000000003]
[null,"LSCON8-MONO-112-03","Коннектор 3шт MONO 8мм (JACK5,5-15см-разъем) IEK","шт",null,"ГОФРОКОРОБ",1000,1,1,224.06,186.71666666600001]
[null,"LSCON10-MONO-202-03","Коннектор 3шт MONO 10мм (разъем-разъем) IEK","шт",null,"ГОФРОКОРОБ",1000,1,1,97.52,81.266666666000006,62.412799999999997,52.010666666666665]
[null,"LSCON8-MONO-202-03","Коннектор 3шт MONO 8мм (разъем-разъем) IEK","шт",null,"ГОФРОКОРОБ",1000,1,1,94.9,79.083333332999999,60.735999999999997,50.61333333333333]
[null,"LSCON10-MONO-212-03","Коннектор 3шт MONO 10мм (разъем-15см-разъем) IEK","шт",null,"ГОФРОКОРОБ",1000,1,1,126.53,105.441666666]
[null,"LSCON10-MONO-212-5-PRO","Коннектор 5шт MONO 10 мм (разъем - 15 см - разъем) IEK","шт",null,"КОРОБКА/БОКС",40,1,1,483,402.5,309.12,257.60000000000002]
[null,"LSCON8-MONO-212-03","Коннектор 3шт MONO 8мм (разъем-15см-разъем) IEK","шт",null,"ГОФРОКОРОБ",1000,1,1,126.53,105.441666666]
[null,"LSCON10-MONO-213-03","Коннектор 3шт MONO 10мм (15см-разъем) IEK","шт",null,"ГОФРОКОРОБ",1000,1,1,97.52,81.266666666000006]
[null,"LSCON10-MONO-213-5-PRO","Коннектор 5шт MONO 10 мм ( - 15 см - разъем) IEK","шт",null,"КОРОБКА/БОКС",40,1,1,300,250,192,160]
[null,"LSCON8-MONO-213-03","Коннектор 3шт MONO 8мм (15см-разъем) IEK","шт",null,"ГОФРОКОРОБ",1000,1,1,84.72,70.599999999999994]
[null,"LSCON10-RGB-202-03","Коннектор 3шт RGB 10мм (разъем-разъем) IEK","шт",null,"ГОФРОКОРОБ",1000,1,1,97.52,81.266666666000006,62.412799999999997,52.010666666666665]
[null,"LSCON10-RGB-212-03","Коннектор 3шт RGB 10мм (разъем-15см-разъем) IEK","шт",null,"ГОФРОКОРОБ",1000,1,1,160.79,133.99166666599999]
[null,"LSCON10-RGB-213-03","Коннектор 3шт RGB 10мм (15см-разъем) IEK","шт",null,"ГОФРОКОРОБ",1000,1,1,98.87,82.391666666000006]
[null,"LSCON10-RGB-213-5-PRO","Коннектор 5шт RGB 10 мм ( - 15 см - разъем) IEK","шт",null,"КОРОБКА/БОКС",40,1,1,418.96,349.133333333,268.13440000000003,223.44533333333334]
[null,"LSP1-025-12-20-33-PRO","Драйвер LED ИПСН-PRO 25Вт 12 В блок - клеммы IP20 IEK","шт",null,"КОРОБКА/БОКС",100,1,1,666.61,555.508333333,426.63040000000001,355.52533333333332]
[null,"LSP1-030-12-20-33-PRO","Драйвер LED ИПСН-PRO 30Вт 12 В блок - клеммы IP20 IEK","шт",null,"КОРОБКА/БОКС",100,1,1,715.19,595.99166666600001]
[null,"LSP1-030-12-67-33-PRO","Драйвер LED ИПСН-PRO 30Вт 12 В блок- шнуры IP67 IEK","шт",null,"КОРОБКА/БОКС",50,1,1,1133.53,944.60833333300002,725.45920000000001,604.54933333333338]
[null,"LSP1-040-12-20-33-PRO","Драйвер LED ИПСН-PRO 40Вт 12 В блок - клеммы IP20 IEK","шт",null,"КОРОБКА/БОКС",60,1,1,807.18,672.65,516.59519999999998,430.49599999999998]
[null,"LSP1-050-12-20-33-PRO","Драйвер LED ИПСН-PRO 50Вт 12 В блок - клеммы IP20 IEK","шт",null,"КОРОБКА/БОКС",60,1,1,826.63,688.85833333300002,529.04319999999996,440.86933333333332]
[null,"LSP1-050-12-67-33-PRO","Драйвер LED ИПСН-PRO 50Вт 12 В блок- шнуры IP67 IEK","шт",null,"КОРОБКА/БОКС",50,1,1,1721.32,1434.4333333330001,1101.6448,918.03733333333332]
[null,"LSP1-060-12-20-33-PRO","Драйвер LED ИПСН-PRO 60Вт 12 В блок - клеммы IP20 IEK","шт",null,"КОРОБКА/БОКС",60,1,1,895.93,746.60833333300002]
[null,"LSP1-100-12-20-33-PRO","Драйвер LED ИПСН-PRO 100Вт 12 В блок - клеммы IP20 IEK","шт",null,"КОРОБКА/БОКС",50,1,1,1319.92,1099.9333333330001]
[null,"LSP1-100-12-67-33-PRO","Драйвер LED ИПСН-PRO 100Вт 12 В блок- шнуры IP67 IEK","шт",null,"КОРОБКА/БОКС",20,1,1,3204.36,2670.3,2050.7903999999999,1708.992]
[null,"LSP1-150-12-20-33-PRO","Драйвер LED ИПСН-PRO 150Вт 12 В блок - клеммы IP20 IEK","шт",null,"КОРОБКА/БОКС",40,1,1,1570.72,1308.9333333330001,1005.2608,837.71733333333339]
[null,"LSP1-150-12-67-33-PRO","Драйвер LED ИПСН-PRO 150Вт 12 В блок- шнуры IP67 IEK","шт",null,"КОРОБКА/БОКС",15,1,1,4181,3484.1666666659999,2675.84,2229.8666666666668]
[null,"LSP1-200-12-20-33-PRO","Драйвер LED ИПСН-PRO 200Вт 12 В блок - клеммы IP20 IEK","шт",null,"КОРОБКА/БОКС",40,1,1,2001.88,1668.233333333,1281.2031999999999,1067.6693333333333]
[null,"LSP1-200-12-67-33-PRO","Драйвер LED ИПСН-PRO 200Вт 12 В блок- шнуры IP67 IEK","шт",null,"КОРОБКА/БОКС",6,1,1,5271.22,4392.6833333329996,3373.5808000000002,2811.3173333333334]
[null,"LSP1-250-12-20-33-PRO","Драйвер LED ИПСН-PRO 250Вт 12 В блок - клеммы IP20 IEK","шт",null,"КОРОБКА/БОКС",40,1,1,1987.73,1656.4416666659999,1272.1472000000001,1060.1226666666666]
[null,"LSP1-360-12-20-33-PRO","Драйвер LED ИПСН-PRO 360Вт 12 В блок - клеммы IP20 IEK","шт",null,"КОРОБКА/БОКС",25,1,1,2933.1,2444.25,1877.184,1564.32]
["10.01.02.04 Лента светодиодная 220В"]
[null,"LSR3-1-060-67-0-50","Лента LED 50м LSR-2835WW60-4,8-IP67-220В IEK","шт",null,"ГОФРОКОРОБ",1,1,1,6170.26,5141.8833333330003,3948.9663999999998,3290.8053333333332]
[null,"LSR3-2-060-67-0-50","Лента LED 50м LSR-2835W60-4,8-IP67-220В IEK","шт",null,"ГОФРОКОРОБ",1,1,1,6170.26,5141.8833333330003,3948.9663999999998,3290.8053333333332]
[null,"LSR3-5-060-67-0-50","Лента LED 50м LSR-2835G60-4,8-IP67-220В IEK","шт",null,"ГОФРОКОРОБ",1,1,1,4570.5600000000004,3808.8,2925.1583999999998,2437.6320000000001]
[null,"LSR3-6-060-67-0-50","Лента LED 50м LSR-2835R60-4,8-IP67-220В IEK","шт",null,"ГОФРОКОРОБ",1,1,1,4570.5600000000004,3808.8,2925.1583999999998,2437.6320000000001]
[null,"LSR4-3-030-67-0-50","Лента LED 50м LSR-5050RGB30-7,2-IP67-220В IEK","шт",null,"ГОФРОКОРОБ",1,1,1,9217.2999999999993,7681.0833333330002,5899.0720000000001,4915.8933333333334]
["10.01.02.05 Доп. устройства к светодиодной ленте 220В"]
[null,"LSADD12-1-10","Скоба монтажная 10шт 12мм IEK","шт",null,"ГОФРОКОРОБ",100,1,1,80.69,67.241666666]
[null,"LSADD12-2-05","Заглушка торцевая 5шт 12мм IEK","шт",null,"ГОФРОКОРОБ",200,1,1,48.66,40.549999999999997,31.142399999999999,25.952000000000002]
[null,"LSADD14-1-10","Скоба монтажная 10шт 14мм IEK","шт",null,"ГОФРОКОРОБ",100,1,1,97.33,81.108333333000004,62.291200000000003,51.909333333333336]
[null,"LSADD14-2-05","Заглушка торцевая 5шт 14мм IEK","шт",null,"ГОФРОКОРОБ",200,1,1,49.13,40.941666666000003,31.443200000000001,26.202666666666666]
[null,"LSC1-MONO-360-IR-20-220-B","Контроллер с ПДУ ИК MONO 1 канал 220В 3А 360Вт IEK","шт",null,"ГОФРОКОРОБ",50,1,1,1176.74,980.61666666600001,753.11360000000002,627.59466666666663]
[null,"LSC1-RGB-500-IR-20-220-B","Контроллер с ПДУ ИК RGB 3 канала 220В 1А 500Вт IEK","шт",null,"ГОФРОКОРОБ",50,1,1,1436.81,1197.341666666,919.55840000000001,766.29866666666669]
[null,"LSCON12-MONO-202-05","Коннектор 5шт MONO 12мм (разъем-разъем) IEK","шт",null,"ГОФРОКОРОБ",100,1,1,256.83999999999997,214.033333333]
[null,"LSCON12-MONO-212-05","Коннектор 5шт MONO 12мм (разъем-10см-разъем) IEK","шт",null,"ГОФРОКОРОБ",50,1,1,591.28,492.73333333300002]
[null,"LSCON12-MONO-220-05","Коннектор угловой 5шт MONO 12мм (разъем-разъем) IEK","шт",null,"ГОФРОКОРОБ",50,1,1,595.87,496.55833333300001,381.35680000000002,317.79733333333331]
[null,"LSCON12-MONO-222-05","Коннектор Т-образн. 5шт MONO 12мм (разъем-разъем-разъем) IEK","шт",null,"ГОФРОКОРОБ",50,1,1,612.82000000000005,510.68333333300001,392.20479999999998,326.83733333333333]
[null,"LSCON14-RGB-202-05","Коннектор 5шт RGB 14мм (разъем-разъем) IEK","шт",null,"ГОФРОКОРОБ",100,1,1,257.75,214.791666666,164.96,137.46666666666667]
[null,"LSCON14-RGB-212-05","Коннектор 5шт RGB 14мм (разъем-10см-разъем) IEK","шт",null,"ГОФРОКОРОБ",50,1,1,672.42,560.35]
[null,"LSCON14-RGB-220-05","Коннектор угловой 5шт RGB 14мм (разъем-разъем) IEK","шт",null,"ГОФРОКОРОБ",50,1,1,887.83,739.85833333300002,568.21119999999996,473.50933333333336]
[null,"LSCON14-RGB-222-05","Коннектор Т-образн. 5шт RGB 14мм (разъем-разъем-разъем) IEK","шт",null,"ГОФРОКОРОБ",50,1,1,1003.54,836.28333333299997,642.26559999999995,535.22133333333329]
[null,"LSP1-500-220-65-14","Драйвер LED ИПСН 500Вт 220В 14мм RGB IP44 IEK","шт",null,"ГОФРОКОРОБ",50,1,1,618.62,515.51666666599999,395.91680000000002,329.93066666666664]
[null,"LSP1-700-220-65-12","Драйвер LED ИПСН 700Вт 220В 12мм MONO IP65 IEK","шт",null,"ГОФРОКОРОБ",100,1,1,183.8,153.166666666]
["10.01.02.06 Лента светодиодная STANDARD 2835"]
[null,"LSR1-0-060-20-3-05","Лента LED 5м LSR-2835NW60-4,8-IP20-12В IEK","шт",null,"ГОФРОКОРОБ",20,1,1,416.34,346.95,266.45760000000001,222.048]
[null,"LSR1-1-060-20-3-03","Лента LED 3м LSR-2835WW60-4,8-IP20-12В IEK","шт",null,"ГОФРОКОРОБ",20,1,1,158.74,132.283333333]
[null,"LSR1-1-060-20-3-05","Лента LED 5м LSR-2835WW60-4,8-IP20-12В IEK","шт",null,"ГОФРОКОРОБ",20,1,1,453.82,378.18333333300001,290.44479999999999,242.03733333333332]
[null,"LSR1-2-060-20-3-03","Лента LED 3м LSR-2835W60-4,8-IP20-12В IEK","шт",null,"ГОФРОКОРОБ",20,1,1,158.74,132.283333333]
[null,"LSR1-2-060-20-3-05","Лента LED 5м LSR-2835W60-4,8-IP20-12В IEK","шт",null,"ГОФРОКОРОБ",20,1,1,453.82,378.18333333300001,290.44479999999999,242.03733333333332]
[null,"LSR1-0-060-65-3-05","Лента LED 5м LSR-2835NW60-4,8-IP65-12В IEK","шт",null,"ГОФРОКОРОБ",20,1,1,626.67999999999995,522.23333333300002]
[null,"LSR1-1-060-65-3-03","Лента LED 3м LSR-2835WW60-4,8-IP65-12В IEK","шт",null,"ГОФРОКОРОБ",20,1,1,248.34,206.95]
[null,"LSR1-1-060-65-3-05","Лента LED 5м LSR-2835WW60-4,8-IP65-12В IEK","шт",null,"ГОФРОКОРОБ",20,1,1,683.08,569.23333333300002,437.1712,364.30933333333331]
[null,"LSR1-2-060-20-3-20","Лента LED 20м LSR-2835W60-4,8-IP20-12В IEK","шт",null,"ГОФРОКОРОБ",10,1,1,1010.05,841.70833333300004,646.43200000000002,538.69333333333338]
[null,"LSR1-2-060-65-3-05","Лента LED 5м LSR-2835W60-4,8-IP65-12В IEK","шт",null,"ГОФРОКОРОБ",20,1,1,683.08,569.23333333300002,437.1712,364.30933333333331]
[null,"LSR1-0-120-20-3-05","Лента LED 5м LSR-2835NW120-9,6-IP20-12В IEK","шт",null,"ГОФРОКОРОБ",20,1,1,923.46,769.55]
[null,"LSR1-1-120-20-3-05","Лента LED 5м LSR-2835WW120-9,6-IP20-12В IEK","шт",null,"ГОФРОКОРОБ",20,1,1,1006.58,838.81666666599995,644.21119999999996,536.84266666666667]
[null,"LSR1-2-120-20-3-05","Лента LED 5м LSR-2835W120-9,6-IP20-12В IEK","шт",null,"ГОФРОКОРОБ",20,1,1,1006.58,838.81666666599995]
[null,"LSR1-0-120-65-3-05","Лента LED 5м LSR-2835NW120-9,6-IP65-12В IEK","шт",null,"ГОФРОКОРОБ",20,1,1,1183.7,986.41666666599997]
[null,"LSR1-1-120-65-3-05","Лента LED 5м LSR-2835WW120-9,6-IP65-12В IEK","шт",null,"ГОФРОКОРОБ",20,1,1,1290.25,1075.2083333329999,825.76,688.13333333333333]
[null,"LSR1-2-120-65-3-05","Лента LED 5м LSR-2835W120-9,6-IP65-12В IEK","шт",null,"ГОФРОКОРОБ",20,1,1,1290.25,1075.2083333329999]
[null,"LSR1-2-060-65-3-20","Лента LED 20м LSR-2835W60-4,8-IP65-12В IEK","шт",null,"ГОФРОКОРОБ",10,1,1,1427.18,1189.3166666659999,913.39520000000005,761.16266666666661]
[null,"LSR1-3-054-20-3-05","Лента LED 5м LSR-2835RGB54-4,8-IP20-12В IEK","шт",null,"ГОФРОКОРОБ",20,1,1,649.57000000000005,541.30833333299995,415.72480000000002,346.43733333333336]
[null,"LSR1-3-054-65-3-05","Лента LED 5м LSR-2835RGB54-4,8-IP65-12В IEK","шт",null,"ГОФРОКОРОБ",20,1,1,779.5,649.58333333300004]
[null,"LSR1-4-060-20-3-05","Лента LED 5м LSR-2835Y60-4,8-IP20-12В IEK","шт",null,"ГОФРОКОРОБ",20,1,1,501.82,418.18333333300001]
[null,"LSR1-5-060-20-3-05","Лента LED 5м LSR-2835G60-4,8-IP20-12В IEK","шт",null,"ГОФРОКОРОБ",20,1,1,501.82,418.18333333300001]
[null,"LSR1-5-060-65-3-05","Лента LED 5м LSR-2835G60-4,8-IP65-12В IEK","шт",null,"ГОФРОКОРОБ",20,1,1,702.5,585.41666666599997]
[null,"LSR1-6-060-65-3-05","Лента LED 5м LSR-2835R60-4,8-IP65-12В IEK","шт",null,"ГОФРОКОРОБ",20,1,1,702.5,585.41666666599997]
[null,"LSR1-7-060-20-3-05","Лента LED 5м LSR-2835B60-4,8-IP20-12В IEK","шт",null,"ГОФРОКОРОБ",20,1,1,501.82,418.18333333300001]
[null,"LSR1-7-060-65-3-05","Лента LED 5м LSR-2835B60-4,8-IP65-12В IEK","шт",null,"ГОФРОКОРОБ",20,1,1,702.5,585.41666666599997]
["10.01.02.07 Лента светодиодная \"неон\""]
[null,"LSR5-1-120-67-0-50","Лента LED \"неон\" 50м LSR-2835WW120-9,6-IP67-220В IEK","шт",null,"ГОФРОКОРОБ",1,1,1,12000,10000,7680,6400]
[null,"LSR5-2-120-67-0-50","Лента LED \"неон\" 50м LSR-2835W120-9,6-IP67-220В IEK","шт",null,"ГОФРОКОРОБ",1,1,1,12000,10000,7680,6400]
[null,"LSR5-5-120-67-0-50","Лента LED \"неон\" 50м LSR-2835G120-9,6-IP67-220В IEK","шт",null,"ГОФРОКОРОБ",1,1,1,12000,10000]
[null,"LSR5-6-120-67-0-50","Лента LED \"неон\" 50м LSR-2835R120-9,6-IP67-220В IEK","шт",null,"ГОФРОКОРОБ",1,1,1,12000,10000]
[null,"LSR5-7-120-67-0-50","Лента LED \"неон\" 50м LSR-2835B120-9,6-IP67-220В IEK","шт",null,"ГОФРОКОРОБ",1,1,1,12000,10000]
[null,"LSR5-9-120-67-0-50","Лента LED \"неон\" 50м LSR-2835P120-9,6-IP67-220В IEK","шт",null,"ГОФРОКОРОБ",1,1,1,12000,10000]
["10.01.02.08 Доп. устройства к светодиодной ленте \"неон\""]
[null,"LSADD16-1-10","Скоба монтажная 10шт 16мм IEK","шт",null,"ГОФРОКОРОБ",50,1,1,318.48,265.39999999999998,203.8272,169.85599999999999]
[null,"LSADD16-2-05","Заглушка торцевая 5шт 16мм IEK","шт",null,"ГОФРОКОРОБ",200,1,1,59.32,49.433333333,37.964799999999997,31.637333333333334]
[null,"LSCON16-MONO-202-05","Коннектор 5шт MONO 16мм (разъем-разъем) IEK","шт",null,"ГОФРОКОРОБ",100,1,1,673.24,561.03333333299997]
[null,"LSCON16-MONO-220-05","Коннектор угловой 5шт MONO 16мм (разъем-разъем) IEK","шт",null,"ГОФРОКОРОБ",100,1,1,762.67,635.55833333299995]
[null,"LSCON16-MONO-222-05","Коннектор Т-образн. 5шт MONO 16мм (разъем-разъем-разъем) IEK","шт",null,"ГОФРОКОРОБ",100,1,1,691.45,576.20833333300004]
[null,"LSP1-700-220-65-16","Драйвер LED ИПСН 700Вт 220В 16мм MONO IP65 IEK","шт",null,"ГОФРОКОРОБ",100,1,1,360,300]
["10.01.02.09 Профиль алюминиевый для светодиодной ленты"]
[null,"LSADD1607-SET1-2-N1-1-08","Профиль алюм. для LED ленты 1607 накл. прям. 2м к-т опал IEK","шт",null,"ГОФРОКОРОБ",60,1,1,513.04,427.53333333299997,328.34559999999999,273.62133333333333]
[null,"LSADD1607-SET2-N1-04","Набор для монтажа накл. прям. профиля для LED ленты 1607 IEK","шт",null,"ГОФРОКОРОБ",1000,5,5,51.68,43.066666666000003]
[null,"LSADD1712-SET1-2-N1-1-08","Профиль алюм. для LED ленты 1712 накл. прям. 2м к-т опал IEK","шт",null,"ГОФРОКОРОБ",40,1,1,612.26,510.21666666599998,391.84640000000002,326.53866666666664]
[null,"LSADD2207-SET1-2-V4-1-08","Профиль алюм. для LED ленты 2207 встр. трап. 2м к-т опал IEK","шт",null,"ГОФРОКОРОБ",60,1,1,592.61,493.84166666599998,379.2704,316.05866666666668]
[null,"LSADD2207-SET2-V4-04","Набор для монтажа встр. трап. профиля для LED ленты 2207 IEK","шт",null,"ГОФРОКОРОБ",1000,5,5,51.68,43.066666666000003]
["10.01.02.10 Комплекты DIY \"Сделай сам\" со светодиодной лентой"]
[null,"LSR5-1-120-65-2-05-S0","Комплект DIY (2835WW120-8-IP65-220В 5м + др.) IEK","компл",null,"ГОФРОКОРОБ",20,1,1,1913.6,1594.6666666660001,1224.704,1020.5866666666667]
[null,"LSR5-1-120-65-2-10-S0","Комплект DIY (2835WW120-8-IP65-220В 10м + др.) IEK","компл",null,"ГОФРОКОРОБ",10,1,1,3396.64,2830.533333333,2173.8496,1811.5413333333333]
[null,"LSR5-2-120-65-2-05-S0","Комплект DIY (2835W120-8-IP65-220В 5м + др.) IEK","компл",null,"ГОФРОКОРОБ",20,1,1,1913.6,1594.6666666660001,1224.704,1020.5866666666667]
[null,"LSR5-2-120-65-2-10-S0","Комплект DIY (2835W120-8-IP65-220В 10м + др.) IEK","компл",null,"ГОФРОКОРОБ",10,1,1,3396.64,2830.533333333,2173.8496,1811.5413333333333]
[null,"LSR5-B-120-65-2-05-S0","Комплект DIY (2835B120-8-IP65-220В 5м + др.) IEK","компл",null,"ГОФРОКОРОБ",20,1,1,1600,1333.3333333329999,1024,853.33333333333337]
[null,"LSR5-B-120-65-2-10-S0","Комплект DIY (2835B120-8-IP65-220В 10м + др.) IEK","компл",null,"ГОФРОКОРОБ",10,1,1,2840,2366.6666666659999,1817.6,1514.6666666666667]
[null,"LSR5-G-120-65-2-05-S0","Комплект DIY (2835G120-8-IP65-220В 5м + др.) IEK","компл",null,"ГОФРОКОРОБ",20,1,1,1600,1333.3333333329999,1024,853.33333333333337]
[null,"LSR5-G-120-65-2-10-S0","Комплект DIY (2835G120-8-IP65-220В 10м + др.) IEK","компл",null,"ГОФРОКОРОБ",10,1,1,2840,2366.6666666659999]
[null,"LSR5-P-120-65-2-05-S0","Комплект DIY (2835P120-8-IP65-220В 5м + др.) IEK","компл",null,"ГОФРОКОРОБ",20,1,1,1600,1333.3333333329999,1024,853.33333333333337]
[null,"LSR5-P-120-65-2-10-S0","Комплект DIY (2835P120-8-IP65-220В 10м + др.) IEK","компл",null,"ГОФРОКОРОБ",10,1,1,2840,2366.6666666659999,1817.6,1514.6666666666667]
[null,"LSR5-R-120-65-2-05-S0","Комплект DIY (2835R120-8-IP65-220В 5м + др.) IEK","компл",null,"ГОФРОКОРОБ",20,1,1,1600,1333.3333333329999,1024,853.33333333333337]
[null,"LSR5-R-120-65-2-10-S0","Комплект DIY (2835R120-8-IP65-220В 10м + др.) IEK","компл",null,"ГОФРОКОРОБ",10,1,1,2840,2366.6666666659999]
[null,"LSR5-RGB-060-65-2-05-S0","Комплект DIY (5050RGB60-8-IP65-220В 5м + др.) IEK","компл",null,"ГОФРОКОРОБ",20,1,1,2984.94,2487.4499999999998,1910.3616,1591.9680000000001]
[null,"LSR5-RGB-060-65-2-10-S0","Комплект DIY (5050RGB60-8-IP65-220В 10м + др.) IEK","компл",null,"ГОФРОКОРОБ",10,1,1,5168.1000000000004,4306.75,3307.5839999999998,2756.32]
[null,"LSR1-2-060-20-1-05-S1","Комплект DIY (2835W60-4,8-IP20-12В 5м + др. + выкл.) IEK","шт",null,"ГОФРОКОРОБ",50,1,1,1087.8,906.5]
[null,"LSR1-1-060-20-1-2XD12-S3","Комплект DIY (2835WW60-4,8-IP20-12В 2х1,2м + др + 2хДД) IEK","шт",null,"ГОФРОКОРОБ",30,1,1,2006.74,1672.283333333]
[null,"LSR1-1-060-20-1-D12-S3","Комплект DIY (2835WW60-4,8-IP20-12В 1,2м + др. + ДД) IEK","шт",null,"ГОФРОКОРОБ",30,1,1,1325.06,1104.216666666]
[null,"LSR1-1-060-65-1-05-S1","Комплект DIY (2835WW60-4,8-IP65-12В 5м + др. + выкл.) IEK","шт",null,"ГОФРОКОРОБ",50,1,1,1334.2,1111.8333333329999]
[null,"LSR1-1-060-20-1-05-S1","Комплект DIY (2835WW60-4,8-IP20-12В 5м + др. + выкл.) IEK","шт",null,"ГОФРОКОРОБ",50,1,1,1087.8,906.5]
[null,"LSR1-2-060-65-1-05-S1","Комплект DIY (2835W60-4,8-IP65-12В 5м + др. + выкл.) IEK","шт",null,"ГОФРОКОРОБ",50,1,1,1333.66,1111.3833333330001]
[null,"LSR2-3-060-20-1-05-S2","Комплект DIY (5050RGB60-14,4-IP20-12В 5м + др. + конт.) IEK","шт",null,"ГОФРОКОРОБ",50,1,1,1913.86,1594.8833333330001,1224.8704,1020.7253333333333]
[null,"LSR2-3-060-65-1-05-S2","Комплект DIY (5050RGB60-14,4-IP65-12В 5м + др. + конт.) IEK","шт",null,"ГОФРОКОРОБ",50,1,1,2292.86,1910.716666666,1467.4304,1222.8586666666667]
["10.01.02.11 Лента светодиодная 24В"]
[null,"LSR11-10-312-20-1-05","Лента LED 5м COB-312LED 8Вт/м IP20 8мм 24В 4000К IEK","шт",null,"ГОФРОКОРОБ",50,1,1,1300,1083.3333333329999,832,693.33333333333337]
[null,"LSR11-10-480-20-1-05","Лента LED 5м COB-480LED 11Вт/м IP20 8мм 24В 4000К IEK","шт",null,"ГОФРОКОРОБ",50,1,1,2271,1892.5,1453.44,1211.2]
[null,"LSR11-1-312-20-1-1-05","Лента LED 5м COB-312LED 8Вт/м IP20 8мм 24В 3000К IEK","шт",null,"ГОФРОКОРОБ",50,1,1,1300,1083.3333333329999,832,693.33333333333337]
[null,"LSR11-1-480-20-1-05","Лента LED 5м COB-480LED 11Вт/м IP20 8мм 24В 3000К IEK","шт",null,"ГОФРОКОРОБ",50,1,1,2271,1892.5,1453.44,1211.2]
[null,"LSR11-2-312-20-1-05","Лента LED 5м COB-312LED 8Вт/м IP20 8мм 24В 6500К IEK","шт",null,"ГОФРОКОРОБ",50,1,1,1300,1083.3333333329999,832,693.33333333333337]
[null,"LSR11-2-480-20-1-05","Лента LED 5м COB-480LED 11Вт/м IP20 8мм 24В 6500К IEK","шт",null,"ГОФРОКОРОБ",50,1,1,2271,1892.5,1453.44,1211.2]
[null,"LSR6-10-168-20-1-05","Лента LED 5м 2835-168LED 14Вт/м IP20 10мм 24В 4000К IEK","шт",null,"ГОФРОКОРОБ",50,1,1,2000,1666.6666666660001,1280,1066.6666666666667]
[null,"LSR6-10-240-20-1-05","Лента LED 5м 2835-240LED 22Вт/м IP20 10мм 24В 4000К IEK","шт",null,"ГОФРОКОРОБ",50,1,1,2700,2250,1728,1440]
[null,"LSR6-1-168-20-1-05","Лента LED 5м 2835-168LED 14Вт/м IP20 10мм 24В 3000К IEK","шт",null,"ГОФРОКОРОБ",50,1,1,2000,1666.6666666660001,1280,1066.6666666666667]
[null,"LSR6-1-240-20-1-05","Лента LED 5м 2835-240LED 22Вт/м IP20 10мм 24В 3000К IEK","шт",null,"ГОФРОКОРОБ",50,1,1,2700,2250,1728,1440]
[null,"LSR6-2-168-20-1-05","Лента LED 5м 2835-168LED 14Вт/м IP20 10мм 24В 6500К IEK","шт",null,"ГОФРОКОРОБ",50,1,1,2000,1666.6666666660001,1280,1066.6666666666667]
[null,"LSR6-2-240-20-1-05","Лента LED 5м 2835-240LED 22Вт/м IP20 10мм 24В 6500К IEK","шт",null,"ГОФРОКОРОБ",50,1,1,2700,2250,1728,1440]
[null,"LSR6-0-120-20-1-05-1","Лента LED 5м LSR-2835NW120-12-IP20-24В IEK","упак",null,"ГОФРОКОРОБ",40,1,1,1396.5,1163.75,893.76,744.8]
[null,"LSR6-0-060-20-1-05-1","Лента LED 5м LSR-2835NW60-6-IP20-24В IEK","упак",null,"ГОФРОКОРОБ",40,1,1,945,787.5,604.79999999999995,504]
[null,"LSR6-1-060-20-1-05-1","Лента LED 5м LSR-2835WW60-6-IP20-24В IEK","упак",null,"ГОФРОКОРОБ",40,1,1,945,787.5,604.79999999999995,504]
[null,"LSR6-1-120-20-1-05-1","Лента LED 5м LSR-2835WW120-12-IP20-24В IEK","упак",null,"ГОФРОКОРОБ",40,1,1,1396.5,1163.75,893.76,744.8]
[null,"LSR6-2-060-20-1-05-1","Лента LED 5м LSR-2835W60-6-IP20-24В IEK","упак",null,"ГОФРОКОРОБ",40,1,1,945,787.5,604.79999999999995,504]
[null,"LSR6-2-120-20-1-05-1","Лента LED 5м LSR-2835W120-12-IP20-24В IEK","упак",null,"ГОФРОКОРОБ",40,1,1,1396.5,1163.75,893.76,744.8]
[null,"LSR7-0-060-20-1-05-1","Лента LED 5м LSR-5050NW60-14,4-IP20-24В IEK","упак",null,"ГОФРОКОРОБ",40,1,1,1575,1312.5,1008,840]
[null,"LSR7-1-060-20-1-05-1","Лента LED 5м LSR-5050WW60-14,4-IP20-24В IEK","упак",null,"ГОФРОКОРОБ",40,1,1,1575,1312.5,1008,840]
[null,"LSR7-2-060-20-1-05-1","Лента LED 5м LSR-5050W60-14,4-IP20-24В IEK","упак",null,"ГОФРОКОРОБ",40,1,1,1575,1312.5,1008,840]
[null,"LSR7-3-060-20-1-05-1","Лента LED 5м LSR-5050RGB60-14,4-IP20-24В IEK","упак",null,"ГОФРОКОРОБ",40,1,1,1890,1575,1209.5999999999999,1008]
["10.01.02.12 Доп. устройства к светодиодной ленте 24В"]
[null,"LSP1-060-24-20-33-PRO","Драйвер LED ИПСН-PRO 60Вт 24В клеммы IP20 IEK","шт",null,"КОРОБКА/БОКС",50,1,1,880,733.33333333300004,563.20000000000005,469.33333333333331]
[null,"LSP1-100-24-20-33-PRO","Драйвер LED ИПСН-PRO 100Вт 24В клеммы IP20 IEK","шт",null,"КОРОБКА/БОКС",50,1,1,1300,1083.3333333329999,832,693.33333333333337]
[null,"LSP1-250-24-20-33-PRO","Драйвер LED ИПСН-PRO 250Вт 24В клеммы IP20 IEK","шт",null,"КОРОБКА/БОКС",50,1,1,2300,1916.6666666660001,1472,1226.6666666666667]
["10.01.03 Электропатроны, переходники"]
["10.01.03.01 Электропатроны карболитовые"]
[null,"EPK20-04-01-K01","Пкб14-04-К01 Патрон подвесной карболитовый, Е14, черный (50 шт), стикер на изделии, IEK","шт",null,"ГОФРОКОРОБ",200,50,50,49.16,40.966666666000002,31.462399999999999,26.218666666666667]
[null,"EPK20-04-02-K01","Пкб14-04-К01 Патрон подвесной карболитовый, Е14, черный, индивидуальный пакет, IEK","шт",null,"ГОФРОКОРОБ",200,50,50,59.02,49.183333333,37.772799999999997,31.477333333333334]
[null,"EPK21-04-01-K01","Пкб14-04-К11 Патрон карболитовый с кольцом, Е14, черный (50 шт), стикер на изделии, IEK","шт",null,"ГОФРОКОРОБ",200,50,50,59.02,49.183333333,37.772799999999997,31.477333333333334]
[null,"EPK21-04-02-K01","Пкб14-04-К11 Патрон карболитовый с кольцом, Е14, черный, индивидуальный пакет, IEK","шт",null,"ГОФРОКОРОБ",200,50,50,68.83,57.358333332999997,44.051200000000001,36.709333333333333]
[null,"EPK10-04-01-K01","Пкб27-04-К01 Патрон подвесной карболитовый, Е27, черный (50 шт), стикер на изделии, IEK","шт",null,"ГОФРОКОРОБ",200,50,50,49.16,40.966666666000002,31.462399999999999,26.218666666666667]
[null,"EPK10-04-02-K01","Пкб27-04-К01 Патрон подвесной карболитовый, Е27, черный, индивидуальный пакет, IEK","шт",null,"ГОФРОКОРОБ",200,50,50,62.26,51.883333333000003,39.846400000000003,33.205333333333336]
[null,"EPK11-04-01-K01","Пкб27-04-К11 Патрон карболитовый с кольцом, Е27, черный (50 шт), стикер на изделии, IEK","шт",null,"ГОФРОКОРОБ",200,50,50,88.51,73.758333332999996,56.6464,47.205333333333336]
[null,"EPK11-04-02-K01","Пкб27-04-К11 Патрон карболитовый с кольцом, Е27, черный, индивидуальный пакет, IEK","шт",null,"ГОФРОКОРОБ",200,50,50,95.08,79.233333333000004,60.851199999999999,50.709333333333333]
[null,"EPK12-04-01-K01","Пкб27-04-К21 Патрон потолочный карболитовый, Е27, черный (50 шт), стикер на изделии, IEK","шт",null,"ГОФРОКОРОБ",200,50,50,67.84,56.533333333000002,43.4176,36.181333333333335]
[null,"EPK12-04-02-K01","Пкб27-04-К21 Патрон потолочный карболитовый, Е27, черный, индивидуальный пакет, IEK","шт",null,"ГОФРОКОРОБ",200,50,50,74.12,61.766666665999999,47.436799999999998,39.530666666666669]
[null,"EPK13-04-01-K01","Пкб27-04-К31 Патрон угловой настенный карболитовый, Е27, черный (50 шт), стикер на изделии, IEK","шт",null,"ГОФРОКОРОБ",200,50,50,67.84,56.533333333000002,43.4176,36.181333333333335]
[null,"EPK13-04-02-K01","Пкб27-04-К31 Патрон угловой настенный карболитовый, Е27, черный, индивидуальный пакет, IEK","шт",null,"ГОФРОКОРОБ",200,50,50,74.12,61.766666665999999,47.436799999999998,39.530666666666669]
["10.01.03.02 Электропатроны керамические"]
[null,"EPC15-04-01-K01","Патрон с держателем Е27 керамика IEK","шт",null,"КОРОБКА/БОКС",200,50,50,41.52,34.6,26.572800000000001,22.143999999999998]
[null,"EPC50-04-01-K01","Патрон подвесной GU10 со шнуром керамика IEK","шт",null,"КОРОБКА/БОКС",200,50,50,36.14,30.116666666,23.1296,19.274666666666665]
[null,"EPC60-04-01-K01","Патрон подвесной GU5.3 со шнуром керамика IEK","шт",null,"КОРОБКА/БОКС",200,50,50,26.12,21.766666665999999,16.716799999999999,13.930666666666665]
[null,"EPC20-04-01-K01","Пкр14-04-К43 Патрон подвесной керамический, Е14 (400 шт), стикер на изделии, IEK","шт",null,"ГОФРОКОРОБ",400,400,400,29.52,24.6,18.892800000000001,15.744]
[null,"EPC20-04-02-K01","Пкр14-04-К43 Патрон подвесной керамический, Е14, индивидуальный пакет, IEK","шт",null,"ГОФРОКОРОБ",400,40,40,40.6,33.833333332999999]
[null,"EPC10-04-01-K01","Пкр27-04-К43 Патрон подвесной керамический, Е27 (200 шт), стикер на изделии, IEK","шт",null,"ГОФРОКОРОБ",200,200,200,30.17,25.141666665999999,19.308800000000002,16.090666666666667]
[null,"EPC10-04-02-K01","Пкр27-04-К43 Патрон подвесной керамический, Е27, индивидуальный пакет, IEK","шт",null,"ГОФРОКОРОБ",200,20,20,41.2,34.333333332999999,26.367999999999999,21.973333333333333]
[null,"EPC30-04-01-K01","Пкр40-16-К43 Патрон подвесной керамический, Е40 (100 шт), стикер на изделии, IEK","шт",null,"ГОФРОКОРОБ",100,100,100,208.9,174.08333333300001]
[null,"EPC30-04-02-K01","Пкр40-16-К43 Патрон подвесной керамический, Е40, индивидуальный пакет, IEK","шт",null,"ГОФРОКОРОБ",100,10,10,172.91,144.09166666600001]
["10.01.03.03 Электропатроны пластиковые"]
[null,"EPP42-04-01-K01","Патрон потолочный GX53 пластик белый IEK","шт",null,"КОРОБКА/БОКС",200,50,50,79.3,66.083333332999999,50.752000000000002,42.293333333333329]
[null,"EPP20-02-01-K01","Ппл14-02-К02 Патрон подвесной пластик, Е14, белый (50 шт), стикер на изделии, IEK","шт",null,"ГОФРОКОРОБ",200,50,50,25.64,21.366666666,16.409600000000001,13.674666666666665]
[null,"EPP20-02-02-K01","Ппл14-02-К02 Патрон подвесной пластик, Е14, белый, индивидуальный пакет, IEK","шт",null,"ГОФРОКОРОБ",200,50,50,32.51,27.091666665999998,20.8064,17.338666666666665]
[null,"EPP21-02-01-K01","Ппл14-02-К12 Патрон пластик с кольцом, Е14, белый (50 шт), стикер на изделии, IEK","шт",null,"ГОФРОКОРОБ",200,50,50,25.64,21.366666666,16.409600000000001,13.674666666666665]
[null,"EPP21-02-02-K01","Ппл14-02-К12 Патрон пластик с кольцом, Е14, белый, индивидуальный пакет, IEK","шт",null,"ГОФРОКОРОБ",200,50,50,34.130000000000003,28.441666666,21.8432,18.202666666666666]
[null,"EPP10-04-01-K01","Ппл27-04-К02 Патрон подвесной пластик, Е27, белый (50 шт), стикер на изделии, IEK","шт",null,"ГОФРОКОРОБ",200,50,50,28.48,23.733333333000001,18.2272,15.189333333333334]
[null,"EPP10-04-02-K01","Ппл27-04-К02 Патрон подвесной пластик, Е27, белый, индивидуальный пакет, IEK","шт",null,"ГОФРОКОРОБ",200,50,50,42.7,35.583333332999999,27.327999999999999,22.773333333333333]
[null,"EPP11-04-01-K01","Ппл27-04-К12 Патрон пластик с кольцом, Е27, белый (50 шт), стикер на изделии, IEK","шт",null,"ГОФРОКОРОБ",200,50,50,42.7,35.583333332999999,27.327999999999999,22.773333333333333]
[null,"EPP11-04-02-K01","Ппл27-04-К12 Патрон пластик с кольцом, Е27, белый, индивидуальный пакет, IEK","шт",null,"ГОФРОКОРОБ",200,50,50,54.04,45.033333333000002,34.585599999999999,28.821333333333332]
[null,"EPP14-04-01-K01","Ппл27-04-К51 Патрон подвесной с шнуром, пластик, Е27, белый (50 шт), стикер на изделии, IEK","шт",null,"ГОФРОКОРОБ",200,50,50,93.94,78.283333333000002,60.121600000000001,50.101333333333336]
[null,"EPP14-04-01-K02","Ппл27-04-К52 Патрон подвесной с шнуром, пластик, Е27, черный (50 шт), стикер на изделии, IEK","шт",null,"ГОФРОКОРОБ",200,50,50,93.94,78.283333333000002,60.121600000000001,50.101333333333336]
[null,"EPP12-04-01-K01","Патрон потолочный Е27 пластик белый IEK","шт",null,"КОРОБКА/БОКС",200,50,50,118.15,98.458333332999999,75.616,63.013333333333335]
[null,"EPP13-04-01-K01","Патрон угловой Е27 пластик белый IEK","шт",null,"КОРОБКА/БОКС",200,50,50,112.51,93.758333332999996,72.006399999999999,60.005333333333333]
["10.01.03.04 Переходники к электропатронам"]
[null,"EPP16-02-01-K01","Переходник вилка 220В-патрон Е27 пластик белый IEK","шт",null,"КОРОБКА/БОКС",250,25,25,253.4,211.166666666,162.17599999999999,135.14666666666668]
[null,"EPR21-01-01-K01","ПР14-27-К02 Переходник пластик, Е14-Е27, белый, индивидуальный пакет, IEK","шт",null,"ГОФРОКОРОБ",200,50,50,106.76,88.966666665999995,68.326400000000007,56.938666666666663]
[null,"EPR13-01-01-K01","ПР27-40-К02 Переходник пластик, Е27-Е40, белый, индивидуальный пакет, IEK","шт",null,"ГОФРОКОРОБ",200,50,50,198.11,165.09166666600001]
[null,"EPR12-01-01-K01","ПР27-14-К02 Переходник пластик, Е27-Е14, белый, индивидуальный пакет, IEK","шт",null,"ГОФРОКОРОБ",200,50,50,90.37,75.308333332999993,57.836799999999997,48.197333333333333]
[null,"EPR31-01-01-K01","ПР40-27-К02 Переходник пластик, Е40-Е27, белый, индивидуальный пакет, IEK","шт",null,"ГОФРОКОРОБ",200,50,50,90.37,75.308333332999993,57.836799999999997,48.197333333333333]
["10.01.03.05 Аксессуары, кольца"]
[null,"EKP10-01-02-K01","Кольцо абажурное КП27-К02 пластик Е27 белый (инд. пак.) IEK","шт",null,"ГОФРОКОРОБ",1000,50,50,24.83,20.691666666,15.8912,13.242666666666667]
[null,"EKP10-02-02-K02","Кольцо абажурное КП27-К01 бакелит Е27 черный (инд. пак.) IEK","шт",null,"ГОФРОКОРОБ",1000,50,50,24.83,20.691666666,15.8912,13.242666666666667]
[null,"EKP20-01-02-K01","Кольцо абажурное КП14-К02 пластик Е14 белый (инд. пак.) IEK","шт",null,"ГОФРОКОРОБ",1000,50,50,18.61,15.508333332999999,11.910399999999999,9.9253333333333327]
[null,"EKP20-02-02-K02","Кольцо абажурное КП14-К01 пластик Е14 черный (инд. пак.) IEK","шт",null,"ГОФРОКОРОБ",1000,50,50,18.61,15.508333332999999,11.910399999999999,9.9253333333333327]
["10.01.03.06 Декоративные патроны RETRO"]
[null,"EPA10-04-02-K29","Патрон подвесной E27 RETRO бронза IEK","шт",null,"КОРОБКА/БОКС",100,10,10,440.86,367.383333333,282.15039999999999,235.12533333333334]
[null,"EPA10-04-02-K22","Патрон подвесной E27 RETRO золото IEK","шт",null,"КОРОБКА/БОКС",100,10,10,419.87,349.89166666599999]
[null,"EPA12-04-02-K29","Патрон подвесной E27 со шнуром 1,5м RETRO бронза IEK","шт",null,"КОРОБКА/БОКС",50,10,10,909.1,757.58333333300004,581.82399999999996,484.85333333333335]
[null,"EPA12-04-02-K22","Патрон подвесной E27 со шнуром 1,5м RETRO золото IEK","шт",null,"КОРОБКА/БОКС",50,10,10,909.1,757.58333333300004]
[null,"EPA12-04-02-K02","Патрон подвесной E27 со шнуром 1,5м RETRO черный IEK","шт",null,"КОРОБКА/БОКС",50,10,10,909.1,757.58333333300004,581.82399999999996,484.85333333333335]
["10.02 Коммунальное и бытовое освещение"]
["10.02.01 Светильники светодиодные для ЖКХ"]
["10.02.01.02 Светильники ДПО 4001-4200"]
[null,"LDPO0-4001-8-4000-K01","Светильник LED ДПО 4001 8Вт IP54 4000K круг белый IEK","шт",null,"ГОФРОКОРОБ",40,1,1,510.66,425.55,326.82240000000002,272.35199999999998]
[null,"LDPO0-4002-12-4000-K01","Светильник LED ДПО 4002 12Вт IP54 4000K круг белый IEK","шт",null,"ГОФРОКОРОБ",40,1,1,613.36,511.133333333,392.55040000000002,327.12533333333334]
[null,"LDPO0-4003-15-4000-K01","Светильник LED ДПО 4003 15Вт IP54 4000K круг белый IEK","шт",null,"ГОФРОКОРОБ",40,1,1,798.29,665.24166666600001,510.90559999999999,425.75466666666665]
[null,"LDPO0-4004-18-4000-K01","Светильник LED ДПО 4004 18Вт IP54 4000K круг белый IEK","шт",null,"ГОФРОКОРОБ",40,1,1,1007.86,839.883333333,645.03039999999999,537.52533333333338]
[null,"LDPO0-4011-8-4000-K01","Светильник LED ДПО 4011 8Вт IP54 4000K овал белый IEK","шт",null,"ГОФРОКОРОБ",40,1,1,499.32,416.1,319.56479999999999,266.30399999999997]
[null,"LDPO0-4012-12-4000-K01","Светильник LED ДПО 4012 12Вт IP54 4000K овал белый IEK","шт",null,"ГОФРОКОРОБ",40,1,1,613.36,511.133333333,392.55040000000002,327.12533333333334]
[null,"LDPO0-4005-8-6500-K01","Светильник LED ДПО 4005 8Вт IP54 6500K круг белый IEK","шт",null,"ГОФРОКОРОБ",40,1,1,486.35,405.29166666600003,311.26400000000001,259.38666666666666]
[null,"LDPO0-4006-12-6500-K01","Светильник LED ДПО 4006 12Вт IP54 6500K круг белый IEK","шт",null,"ГОФРОКОРОБ",40,1,1,557.59,464.65833333299997,356.85759999999999,297.38133333333332]
[null,"LDPO0-4007-15-6500-K01","Светильник LED ДПО 4007 15Вт IP54 6500K круг белый IEK","шт",null,"ГОФРОКОРОБ",40,1,1,798.29,665.24166666600001,510.90559999999999,425.75466666666665]
[null,"LDPO0-4100D-12-4000-K01","Светильник LED ДПО 4100Д 12Вт IP54 4000K круг бел. ИК ДД IEK","шт",null,"ГОФРОКОРОБ",40,1,1,1421.21,1184.341666666,909.57439999999997,757.97866666666664]
[null,"LDPO0-4200D-12-6500-K01","Светильник LED ДПО 4200Д 12Вт IP54 6500K круг бел. ИК ДД IEK","шт",null,"ГОФРОКОРОБ",40,1,1,1292,1076.6666666660001,826.88,689.06666666666672]
["10.02.01.03 Светильники ДПО 1001-1002"]
[null,"LDPO3-1001-008-4000-K01","Светильник LED ДПО 1001 8Вт 4000K IP54 с акуст.датч. IEK","шт",null,"ГОФРОКОРОБ",32,1,1,1023.58,852.98333333300002,655.09119999999996,545.90933333333328]
[null,"LDPO3-1002-012-4000-K01","Светильник LED ДПО 1002 12Вт 4000K IP54 с акуст.датч. IEK","шт",null,"ГОФРОКОРОБ",32,1,1,1156.54,963.78333333299997,740.18560000000002,616.82133333333331]
["10.02.01.04 Светильники ДПО 5010-5142"]
[null,"LDPO0-5010-08-4000-K01","Светильник LED ДПО 5010 8Вт 4000K IP65 круг белый IEK","шт",null,"ГОФРОКОРОБ",24,1,1,804.2,670.16666666599997,514.68799999999999,428.90666666666664]
[null,"LDPO0-5030-12-4000-K01","Светильник LED ДПО 5030 12Вт 4000K IP65 круг белый IEK","шт",null,"ГОФРОКОРОБ",24,1,1,909.34,757.78333333299997,581.97760000000005,484.98133333333334]
[null,"LDPO0-5110-08-6500-K01","Светильник LED ДПО 5110 8Вт 6500K IP65 круг белый IEK","шт",null,"ГОФРОКОРОБ",24,1,1,764.02,636.68333333299995,488.97280000000001,407.47733333333332]
[null,"LDPO0-5130-12-6500-K01","Светильник LED ДПО 5130 12Вт 6500K IP65 круг белый IEK","шт",null,"ГОФРОКОРОБ",24,1,1,930.01,775.008333333,595.20640000000003,496.00533333333334]
[null,"LDPO1-5032D-12-4000-K01","Светильник LED ДПО 5032Д 12Вт 4000K IP65 круг белый с ДД IEK","шт",null,"ГОФРОКОРОБ",24,1,1,1619.56,1349.6333333330001,1036.5183999999999,863.76533333333339]
[null,"LDPO1-5112D-08-6500-K01","Светильник LED ДПО 5112Д 8Вт 6500K IP65 круг белый с ДД IEK","шт",null,"ГОФРОКОРОБ",24,1,1,1504.66,1253.8833333330001,962.98239999999998,802.4853333333333]
[null,"LDPO1-5132D-12-6500-K01","Светильник LED ДПО 5132Д 12Вт 6500K IP65 круг белый с ДД IEK","шт",null,"ГОФРОКОРОБ",24,1,1,1542.42,1285.3499999999999,987.14880000000005,822.62400000000002]
[null,"LDPO3-5022D-08-4000-K01","Светильник LED ДПО 5022Д 8Вт 4000K IP65 круг белый с АД IEK","шт",null,"ГОФРОКОРОБ",24,1,1,950.11,791.758333333,608.07039999999995,506.72533333333331]
[null,"LDPO3-5042D-12-4000-K01","Светильник LED ДПО 5042Д 12Вт 4000K IP65 круг белый с АД IEK","шт",null,"ГОФРОКОРОБ",24,1,1,1030.98,859.15,659.82719999999995,549.85599999999999]
[null,"LDPO3-5122D-08-6500-K01","Светильник LED ДПО 5122Д 8Вт 6500K IP65 круг белый с АД IEK","шт",null,"ГОФРОКОРОБ",24,1,1,945.59,787.99166666600001,605.17759999999998,504.31466666666665]
[null,"LDPO3-5142D-12-6500-K01","Светильник LED ДПО 5142Д 12Вт 6500K IP65 круг белый с АД IEK","шт",null,"ГОФРОКОРОБ",24,1,1,1136.92,947.43333333299995,727.62879999999996,606.35733333333337]
[null,"LDPO0-5020-08-4000-K01","Светильник LED ДПО 5020 8Вт 4000K IP65 овал белый IEK","шт",null,"ГОФРОКОРОБ",24,1,1,804.2,670.16666666599997,514.68799999999999,428.90666666666664]
[null,"LDPO0-5040-12-4000-K01","Светильник LED ДПО 5040 12Вт 4000K IP65 овал белый IEK","шт",null,"ГОФРОКОРОБ",24,1,1,887.74,739.78333333299997,568.15359999999998,473.46133333333336]
[null,"LDPO1-5012D-08-4000-K01","Светильник LED ДПО 5012Д 8Вт 4000K IP65 круг белый с ДД IEK","шт",null,"ГОФРОКОРОБ",24,1,1,1579.9,1316.5833333329999,1011.136,842.61333333333334]
["10.02.01.05 Светильники ДПО 2001-2014"]
[null,"LDPO0-2001-8-4000-K01","Светильник LED ДПО 2001 8Вт 4000K IP54 круг белый IEK","шт",null,"ГОФРОКОРОБ",40,1,1,487.2,406,311.80799999999999,259.83999999999997]
[null,"LDPO0-2002-12-4000-K01","Светильник LED ДПО 2002 12Вт 4000K IP54 круг белый IEK","шт",null,"ГОФРОКОРОБ",40,1,1,739.66,616.383333333,473.38240000000002,394.48533333333336]
[null,"LDPO0-2003-14-4000-K01","Светильник LED ДПО 2003 14Вт 4000K IP54 круг белый IEK","шт",null,"ГОФРОКОРОБ",40,1,1,770.28,641.9,492.97919999999999,410.81599999999997]
[null,"LDPO0-2004-8-6500-K01","Светильник LED ДПО 2004 8Вт 6500K IP54 круг белый IEK","шт",null,"ГОФРОКОРОБ",40,1,1,485.1,404.25]
[null,"LDPO0-2005-12-6500-K01","Светильник LED ДПО 2005 12Вт 6500K IP54 круг белый IEK","шт",null,"ГОФРОКОРОБ",40,1,1,618.52,515.43333333299995,395.8528,329.87733333333335]
[null,"LDPO0-2007-18-4000-K01","Светильник LED ДПО 2007 18Вт IP54 4000К круг белый IEK","шт",null,"ГОФРОКОРОБ",40,1,1,1023.82,853.18333333299995,655.24480000000005,546.03733333333332]
[null,"LDPO3-2011D-12-4000-K01","Светильник LED ДПО 2011Д 12Вт IP54 4000К круг белый с АД IEK","шт",null,"ГОФРОКОРОБ",40,1,1,934.62,778.85,598.15679999999998,498.464]
[null,"LDPO3-2012D-12-6500-K01","Светильник LED ДПО 2012Д 12Вт IP54 6500К круг белый с АД IEK","шт",null,"ГОФРОКОРОБ",40,1,1,890.11,741.758333333,569.67039999999997,474.72533333333331]
[null,"LDPO3-2013D-12-4000-K01","Светильник LED ДПО 2013Д 12Вт IP54 4000К деж круг с АД IEK","шт",null,"ГОФРОКОРОБ",40,1,1,1051.73,876.44166666599995,673.10720000000003,560.92266666666671]
[null,"LDPO3-2014D-12-6500-K01","Светильник LED ДПО 2014Д 12Вт IP54 6500К деж круг с АД IEK","шт",null,"ГОФРОКОРОБ",40,1,1,1001.65,834.70833333300004,641.05600000000004,534.21333333333337]
["10.02.02 Светильники НПП и НПО"]
["10.02.02.01 Светильники НПП"]
[null,"LNPP0-1101-1-100-K01","Светильник НПП1101 белый/круг 100Вт IP54 IEK","шт",null,"ГОФРОКОРОБ",8,1,1,1321.15,1100.9583333329999,845.53599999999994,704.61333333333334]
[null,"LNPP0-1101-1-100-K02","Светильник НПП1101 черный/круг 100Вт IP54 IEK","шт",null,"ГОФРОКОРОБ",8,1,1,1321.15,1100.9583333329999,845.53599999999994,704.61333333333334]
[null,"LNPP0-1102-1-100-K01","Светильник НПП1102 белый/круг с реш. 100Вт IP54 IEK","шт",null,"ГОФРОКОРОБ",8,1,1,1321.15,1100.9583333329999,845.53599999999994,704.61333333333334]
[null,"LNPP0-1102-1-100-K02","Светильник НПП1102 черный/круг с реш.100Вт IP54 IEK","шт",null,"ГОФРОКОРОБ",8,1,1,1321.15,1100.9583333329999,845.53599999999994,704.61333333333334]
[null,"LNPP0-1107-1-100-K01","Светильник НПП1107 белый/круг ресничка 100Вт IP54 IEK","шт",null,"ГОФРОКОРОБ",8,1,1,1554.92,1295.766666666,995.14880000000005,829.29066666666665]
[null,"LNPP0-1201-1-100-K01","Светильник НПП1201 белый/овал 100Вт IP54 IEK","шт",null,"ГОФРОКОРОБ",8,1,1,1321.15,1100.9583333329999,845.53599999999994,704.61333333333334]
[null,"LNPP0-1202-1-100-K01","Светильник НПП1202 белый/овал с реш. 100Вт IP54 IEK","шт",null,"ГОФРОКОРОБ",8,1,1,1321.15,1100.9583333329999,845.53599999999994,704.61333333333334]
[null,"LNPP0-1202-1-100-K02","Светильник НПП1202 черный/овал с реш. 100Вт IP54 IEK","шт",null,"ГОФРОКОРОБ",8,1,1,1321.15,1100.9583333329999,845.53599999999994,704.61333333333334]
[null,"LNPP0-1301-1-060-K01","Светильник НПП1301 белый/круг 60Вт IP54 IEK","шт",null,"ГОФРОКОРОБ",12,1,1,797.87,664.89166666599999,510.63679999999999,425.53066666666666]
[null,"LNPP0-1301-1-060-K02","Светильник НПП1301 черный/круг 60Вт IP54 IEK","шт",null,"ГОФРОКОРОБ",12,1,1,797.87,664.89166666599999,510.63679999999999,425.53066666666666]
[null,"LNPP0-1302-1-060-K01","Светильник НПП1302 белый/круг с реш.60Вт IP54 IEK","шт",null,"ГОФРОКОРОБ",12,1,1,797.87,664.89166666599999,510.63679999999999,425.53066666666666]
[null,"LNPP0-1302-1-060-K02","Светильник НПП1302 черный/круг с реш.60Вт IP54 IEK","шт",null,"ГОФРОКОРОБ",12,1,1,797.87,664.89166666599999,510.63679999999999,425.53066666666666]
[null,"LNPP0-1307-1-060-K01","Светильник НПП1307 белый/круг ресничка 60Вт IP54 IEK","шт",null,"ГОФРОКОРОБ",12,1,1,945.77,788.14166666599999,605.29280000000006,504.41066666666666]
[null,"LNPP0-1401-1-060-K01","Светильник НПП1401 белый/овал 60Вт IP54 IEK","шт",null,"ГОФРОКОРОБ",12,1,1,797.87,664.89166666599999,510.63679999999999,425.53066666666666]
[null,"LNPP0-1401-1-060-K02","Светильник НПП1401 черный/овал 60Вт IP54 IEK","шт",null,"ГОФРОКОРОБ",12,1,1,797.87,664.89166666599999,510.63679999999999,425.53066666666666]
[null,"LNPP0-1402-1-060-K01","Светильник НПП1402 белый/овал с реш.60Вт IP54 IEK","шт",null,"ГОФРОКОРОБ",12,1,1,797.87,664.89166666599999,510.63679999999999,425.53066666666666]
[null,"LNPP0-1402-1-060-K02","Светильник НПП1402 черный/овал с реш.60Вт IP54 IEK","шт",null,"ГОФРОКОРОБ",12,1,1,797.87,664.89166666599999,510.63679999999999,425.53066666666666]
[null,"LNPP0-1407-1-060-K01","Светильник НПП1407 белый/овал ресничка 60Вт IP54 IEK","шт",null,"ГОФРОКОРОБ",12,1,1,945.77,788.14166666599999,605.29280000000006,504.41066666666666]
[null,"LNPP0-3006-1-060-K01","Светильник НПП3006 серый 60Вт IP54 IEK","шт",null,"ГОФРОКОРОБ",18,1,1,1976.59,1647.158333333,1265.0175999999999,1054.1813333333334]
[null,"LNPP0-9101-1-060-K01","Светильник НПП9101 белый/шар 60Вт IP33 IEK","шт",null,"ГОФРОКОРОБ",12,1,1,1250.82,1042.3499999999999,800.52480000000003,667.10400000000004]
["10.02.02.02 Светильники НПО"]
[null,"LNPO0-3233D-2-025-K01","Светильник НПО3233Д белый 2х25 с датчиком движения IEK","шт",null,"ГОФРОКОРОБ",6,1,1,2423.12,2019.266666666,1550.7968000000001,1292.3306666666667]
["10.02.03 Светильники линейные"]
["10.02.03.01 Светильники ДБО 3001-3004"]
[null,"LDBO0-3001-4-4000-K01","Светильник LED ДБО 3001 4Вт 4000K IP20 311мм пластик IEK","шт",null,"ГОФРОКОРОБ",25,1,1,479.22,399.35,306.70080000000002,255.584]
[null,"LDBO0-3002-7-4000-K01","Светильник LED ДБО 3002 7Вт 4000К IP20 572мм пластик IEK","шт",null,"ГОФРОКОРОБ",25,1,1,603.48,502.9,386.22719999999998,321.85599999999999]
[null,"LDBO0-3003-10-4000-K01","Светильник LED ДБО 3003 10Вт 4000К IP20 872мм пластик IEK","шт",null,"ГОФРОКОРОБ",25,1,1,709.96,591.633333333,454.37439999999998,378.64533333333333]
[null,"LDBO0-3004-14-4000-K01","Светильник LED ДБО 3004 14Вт 4000К IP20 1172мм пластик IEK","шт",null,"ГОФРОКОРОБ",25,1,1,851.98,709.98333333300002,545.2672,454.38933333333335]
["10.02.03.02 Светильники ДБО 4001-4014"]
[null,"LDBO0-4003-18-6500-K01","Светильник LED ДБО 4003 18Вт 6500К IP20 600мм опал IEK","шт",null,"ГОФРОКОРОБ",20,1,1,534.6,445.5,342.14400000000001,285.12]
[null,"LDBO0-4013-18-6500-K01","Светильник LED ДБО 4013 18Вт 6500К IP20 600мм призма IEK","шт",null,"ГОФРОКОРОБ",20,1,1,560.04999999999995,466.70833333299998,358.43200000000002,298.69333333333333]
[null,"LDBO0-4001-18-4000-K01","Светильник LED ДБО 4001 18Вт 4000К IP20 600мм опал IEK","шт",null,"ГОФРОКОРОБ",20,1,1,534.6,445.5,342.14400000000001,285.12]
[null,"LDBO0-4002-36-4000-K01","Светильник LED ДБО 4002 36Вт 4000К IP20 1200мм опал IEK","шт",null,"ГОФРОКОРОБ",20,1,1,1034.1400000000001,861.78333333299997,661.84960000000001,551.54133333333334]
[null,"LDBO0-4004-36-6500-K01","Светильник LED ДБО 4004 36Вт 6500К IP20 1200мм опал IEK","шт",null,"ГОФРОКОРОБ",20,1,1,1034.1400000000001,861.78333333299997,661.84960000000001,551.54133333333334]
[null,"LDBO0-4011-18-4000-K01","Светильник LED ДБО 4011 18Вт 4000К IP20 600мм призма IEK","шт",null,"ГОФРОКОРОБ",20,1,1,560.04999999999995,466.70833333299998,358.43200000000002,298.69333333333333]
[null,"LDBO0-4012-36-4000-K01","Светильник LED ДБО 4012 36Вт 4000К IP20 1200мм призма IEK","шт",null,"ГОФРОКОРОБ",20,1,1,1034.1400000000001,861.78333333299997,661.84960000000001,551.54133333333334]
[null,"LDBO0-4014-36-6500-K01","Светильник LED ДБО 4014 36Вт 6500К IP20 1200мм призма IEK","шт",null,"ГОФРОКОРОБ",20,1,1,1034.1400000000001,861.78333333299997,661.84960000000001,551.54133333333334]
["10.02.03.03 Светильники ДБО 5001-5011"]
[null,"LDBO0-5001-18-4000-K02","Светильник LED ДБО 5001 18Вт 4000К IP20 600мм металл IEK","шт",null,"ГОФРОКОРОБ",20,1,1,628.6,523.83333333300004,402.30399999999997,335.25333333333333]
[null,"LDBO0-5003-18-4000-K03","Светильник LED ДБО 5003 18Вт 4000К IP20 600мм алюминий IEK","шт",null,"ГОФРОКОРОБ",20,1,1,768.36,640.29999999999995,491.75040000000001,409.79199999999997]
[null,"LDBO0-5010-45-4000-K01","Светильник LED ДБО 5010 45Вт 4000К IP20 1500мм сталь IEK","шт",null,"ГОФРОКОРОБ",20,1,1,1357.56,1131.3,868.83839999999998,724.03200000000004]
[null,"LDBO0-5005-18-6500-K02","Светильник LED ДБО 5005 18Вт 6500К IP20 600мм металл IEK","шт",null,"ГОФРОКОРОБ",20,1,1,628.6,523.83333333300004,402.30399999999997,335.25333333333333]
[null,"LDBO0-5002-36-4000-K02","Светильник LED ДБО 5002 36Вт 4000К IP20 1200мм металл IEK","шт",null,"ГОФРОКОРОБ",20,1,1,1042.54,868.78333333299997,667.22559999999999,556.02133333333336]
[null,"LDBO0-5006-36-6500-K02","Светильник LED ДБО 5006 36Вт 6500К IP20 1200мм металл IEK","шт",null,"ГОФРОКОРОБ",20,1,1,1042.54,868.78333333299997,667.22559999999999,556.02133333333336]
[null,"LDBO0-5011-45-6500-K01","Светильник LED ДБО 5011 45Вт 6500К IP20 1500мм сталь IEK","шт",null,"ГОФРОКОРОБ",20,1,1,1357.56,1131.3,868.83839999999998,724.03200000000004]
[null,"LDBO0-5007-18-6500-K03","Светильник LED ДБО 5007 18Вт 6500К IP20 600мм алюминий IEK","шт",null,"ГОФРОКОРОБ",20,1,1,768.36,640.29999999999995,491.75040000000001,409.79199999999997]
[null,"LDBO0-5004-36-4000-K03","Светильник LED ДБО 5004 36Вт 4000К IP20 1200мм алюминий IEK","шт",null,"ГОФРОКОРОБ",20,1,1,1419.97,1183.3083333330001,908.7808,757.31733333333329]
[null,"LDBO0-5008-36-6500-K03","Светильник LED ДБО 5008 36Вт 6500К IP20 1200мм алюминий IEK","шт",null,"ГОФРОКОРОБ",20,1,1,1419.97,1183.3083333330001,908.7808,757.31733333333329]
["10.02.03.04 Светильники ДБО 1000-1001"]
[null,"LDBO0-1000-01-060-K01","Светильник ДБО 1000 под LED лампу 1хТ8 600мм IP20 IEK","шт",null,"ГОФРОКОРОБ",25,1,1,155.41999999999999,129.51666666599999,99.468800000000002,82.890666666666661]
[null,"LDBO0-1001-01-120-K01","Светильник ДБО 1001 под LED лампу 1хТ8 1200мм IP20 IEK","шт",null,"ГОФРОКОРОБ",25,1,1,254.38,211.98333333299999,162.8032,135.66933333333333]
[null,"LDBO0-1002-01-060-K01","Светильник ДБО 1002 под LED лампу 2хТ8 600мм IP20 IEK","шт",null,"ГОФРОКОРОБ",25,1,1,177.83,148.191666666]
[null,"LDBO0-1003-01-120-K01","Светильник ДБО 1003 под LED лампу 2хТ8 1200мм IP20 IEK","шт",null,"ГОФРОКОРОБ",25,1,1,257.08999999999997,214.24166666599999,164.5376,137.11466666666666]
["10.02.03.08 Светильники ДБЛ 01-04"]
[null,"LT-DBG0-01-04-K01","Светильник LED FITO ДБЛ 01 4Вт 313мм IEK","шт",null,"КОРОБКА/БОКС",30,1,1,693,577.5]
[null,"LT-DBG0-02-08-K01","Светильник LED FITO ДБЛ 02 8Вт 573мм IEK","шт",null,"КОРОБКА/БОКС",30,1,1,770,641.66666666599997]
[null,"LT-DBG0-05-09-K01","Светильник LED ДБЛ 05 9Вт 573мм IEK","шт",null,"КОРОБКА/БОКС",30,1,1,550,458.33333333299998]
[null,"LT-DBG0-03-11-K01","Светильник LED FITO ДБЛ 03 11Вт 837мм IEK","шт",null,"КОРОБКА/БОКС",30,1,1,847,705.83333333300004]
[null,"LT-DBG0-06-13-K01","Светильник LED ДБЛ 06 13Вт 837мм IEK","шт",null,"КОРОБКА/БОКС",30,1,1,700,583.33333333300004]
[null,"LT-DBG0-04-14-K01","Светильник LED FITO ДБЛ 04 14Вт 1173мм IEK","шт",null,"КОРОБКА/БОКС",30,1,1,952,793.33333333300004]
["10.02.04 Светильники декоративные"]
["10.02.04.01 Светильники ДПБ"]
[null,"LDPB0-1001-12-4000-K01","Светильник LED ДПБ 1001 12Вт IP20 4000K круг белый IEK","шт",null,"ГОФРОКОРОБ",20,1,1,1192.82,994.01666666599999,763.40480000000002,636.17066666666665]
[null,"LDPB0-1002-18-4000-K01","Светильник LED ДПБ 1002 18Вт IP20 4000K круг белый IEK","шт",null,"ГОФРОКОРОБ",10,1,1,1659.52,1382.9333333330001,1062.0927999999999,885.07733333333329]
[null,"LDPB0-1003-24-4000-K01","Светильник LED ДПБ 1003 24Вт IP20 4000K круг белый IEK","шт",null,"ГОФРОКОРОБ",10,1,1,2186.8000000000002,1822.3333333329999,1399.5519999999999,1166.2933333333333]
["10.02.04.02 Светильники ДПБ 2000"]
[null,"LDPB0-2001-18-4000-K01","Светильник LED ДПБ 2001 18Вт IP20 4000К круг белый IEK","шт",null,"ГОФРОКОРОБ",20,1,1,500.6,417.16666666600003,320.38400000000001,266.98666666666668]
[null,"LDPB0-2002-12-4000-K01","Светильник LED ДПБ 2002 12Вт IP20 4000К круг белый IEK","шт",null,"ГОФРОКОРОБ",20,1,1,454,378.33333333299998,290.56,242.13333333333333]
[null,"LDPB0-2002-18-4000-K01","Светильник LED ДПБ 2002 18Вт IP20 4000K круг белый IEK","шт",null,"ГОФРОКОРОБ",20,1,1,500.6,417.16666666600003,320.38400000000001,266.98666666666668]
[null,"LDPB0-2003-12-4000-K01","Светильник LED ДПБ 2003 12Вт IP20 4000К круг белый IEK","шт",null,"ГОФРОКОРОБ",20,1,1,454,378.33333333299998,290.56,242.13333333333333]
[null,"LDPB0-2004-12-4000-K01","Светильник LED ДПБ 2004 12Вт IP20 4000К круг белый IEK","шт",null,"ГОФРОКОРОБ",20,1,1,494,411.66666666600003,316.16000000000003,263.46666666666664]
[null,"LDPB0-2004-18-4000-K01","Светильник LED ДПБ 2004 18Вт IP20 4000К круг белый IEK","шт",null,"ГОФРОКОРОБ",12,1,1,610,508.33333333299998,390.4,325.33333333333331]
[null,"LDPB0-2005-12-4000-K01","Светильник LED ДПБ 2005 12Вт IP20 4000К круг белый IEK","шт",null,"ГОФРОКОРОБ",20,1,1,454,378.33333333299998,290.56,242.13333333333333]
[null,"LDPB0-2006-12-4000-K01","Светильник LED ДПБ 2006 12Вт IP20 4000К круг белый IEK","шт",null,"ГОФРОКОРОБ",20,1,1,494,411.66666666600003,316.16000000000003,263.46666666666664]
[null,"LDPB0-2006-18-4000-K01","Светильник LED ДПБ 2006 18Вт IP20 4000К круг белый IEK","шт",null,"ГОФРОКОРОБ",12,1,1,610,508.33333333299998,390.4,325.33333333333331]
[null,"LDPB0-2007-12-4000-K01","Светильник LED ДПБ 2007 12Вт IP20 4000К круг белый IEK","шт",null,"ГОФРОКОРОБ",20,1,1,494,411.66666666600003,316.16000000000003,263.46666666666664]
[null,"LDPB0-2007-18-4000-K01","Светильник LED ДПБ 2007 18Вт IP20 4000К круг белый IEK","шт",null,"ГОФРОКОРОБ",12,1,1,610,508.33333333299998,390.4,325.33333333333331]
[null,"LDPB0-2008-18-4000-K01","Светильник LED ДПБ 2008 18Вт IP20 4000К круг белый IEK","шт",null,"ГОФРОКОРОБ",12,1,1,610,508.33333333299998,390.4,325.33333333333331]
[null,"LDPB0-2009-12-4000-K01","Светильник LED ДПБ 2009 12Вт IP20 4000К круг белый IEK","шт",null,"ГОФРОКОРОБ",20,1,1,494,411.66666666600003,316.16000000000003,263.46666666666664]
[null,"LDPB0-2009-18-4000-K01","Светильник LED ДПБ 2009 18Вт IP20 4000К круг белый IEK","шт",null,"ГОФРОКОРОБ",12,1,1,610,508.33333333299998,390.4,325.33333333333331]
[null,"LDPB0-2011-12-4000-K01","Светильник LED ДПБ 2011 12Вт IP20 4000К круг белый IEK","шт",null,"ГОФРОКОРОБ",20,1,1,454,378.33333333299998,290.56,242.13333333333333]
[null,"LDPB0-2012-12-4000-K01","Светильник LED ДПБ 2012 12Вт IP20 4000К круг белый IEK","шт",null,"ГОФРОКОРОБ",20,1,1,494,411.66666666600003,316.16000000000003,263.46666666666664]
[null,"LDPB0-2012-18-4000-K01","Светильник LED ДПБ 2012 18Вт IP20 4000К круг белый IEK","шт",null,"ГОФРОКОРОБ",12,1,1,610,508.33333333299998,390.4,325.33333333333331]
["10.02.04.04 Светильники ДПБ 3001-3008"]
[null,"LDPB0-3001-12-4000-K01","Светильник LED ДПБ 3001 12Вт IP54 4000K круг белый IEK","шт",null,"ГОФРОКОРОБ",20,1,1,1489.98,1241.6500000000001,953.58720000000005,794.65599999999995]
[null,"LDPB0-3003-18-4000-K01","Светильник LED ДПБ 3003 18Вт IP54 4000K круг белый IEK","шт",null,"ГОФРОКОРОБ",20,1,1,1681,1400.8333333329999,1075.8399999999999,896.5333333333333]
[null,"LDPB0-3005-24-4000-K01","Светильник LED ДПБ 3005 24Вт IP54 4000K круг белый IEK","шт",null,"ГОФРОКОРОБ",20,1,1,2093.64,1744.7,1339.9295999999999,1116.6079999999999]
[null,"LDPB0-3007-32-4000-K01","Светильник LED ДПБ 3007 32Вт IP54 4000K круг белый IEK","шт",null,"ГОФРОКОРОБ",10,1,1,2524.3000000000002,2103.5833333330002,1615.5519999999999,1346.2933333333333]
[null,"LDPB0-3009-40-4000-K01","Светильник LED ДПБ 3009 40Вт IP54 4000K круг белый IEK","шт",null,"ГОФРОКОРОБ",10,1,1,3514.84,2929.033333333,2249.4976000000001,1874.5813333333333]
[null,"LDPB0-3101-12-4000-K01","Светильник LED ДПБ 3101 12Вт IP54 4000K круг серебро IEK","шт",null,"ГОФРОКОРОБ",20,1,1,1528.2,1273.5,978.048,815.04]
[null,"LDPB0-3103-18-4000-K01","Светильник LED ДПБ 3103 18Вт IP54 4000K круг серебро IEK","шт",null,"ГОФРОКОРОБ",20,1,1,1757.44,1464.533333333,1124.7616,937.30133333333333]
[null,"LDPB0-3105-24-4000-K01","Светильник LED ДПБ 3105 24Вт IP54 4000K круг серебро IEK","шт",null,"ГОФРОКОРОБ",20,1,1,2236.7199999999998,1863.9333333330001,1431.5008,1192.9173333333333]
[null,"LDPB0-3201-12-4000-K01","Светильник LED ДПБ 3201 12Вт IP54 4000K круг роз. золото IEK","шт",null,"ГОФРОКОРОБ",20,1,1,1438.3,1198.5833333329999]
[null,"LDPB0-3203-18-4000-K01","Светильник LED ДПБ 3203 18Вт IP54 4000K круг роз. золото IEK","шт",null,"ГОФРОКОРОБ",20,1,1,1654.06,1378.3833333330001]
[null,"LDPB0-3205-24-4000-K01","Светильник LED ДПБ 3205 24Вт IP54 4000K круг роз. золото IEK","шт",null,"ГОФРОКОРОБ",20,1,1,2105.14,1754.283333333]
["10.02.05 Светильники точечные"]
["10.02.05.01 Светильники точечные встраиваемые"]
[null,"LUVB0-GU05-1-K22","Светильник встраиваемый под лампу MR16 золото IEK","шт",null,"ГОФРОКОРОБ",200,10,10,92.65,77.208333332999999]
[null,"LUVB0-GU05-1-K23","Светильник встраиваемый под лампу MR16 хром IEK","шт",null,"ГОФРОКОРОБ",200,10,10,92.65,77.208333332999999]
[null,"LUVB0-GU05-1-K29","Светильник встраиваемый под лампу MR16 бронза IEK","шт",null,"ГОФРОКОРОБ",200,10,10,92.65,77.208333332999999]
[null,"LUVB0-GX53-1-K01","Светильник 4114 встр. под лампу GX53 белый IEK","шт",null,"ГОФРОКОРОБ",100,10,10,164.59,137.158333333,105.33759999999999,87.781333333333336]
[null,"LUVB0-GX53-1-K01-10","Светильник 4114 встр. под лампу GX53 белый (10шт/упак) IEK","шт",null,"ГОФРОКОРОБ",100,10,10,119.15,99.291666665999998,76.256,63.546666666666667]
[null,"LUVB0-GX53-1-K22","Светильник 4114 встр. под лампу GX53 золото IEK","шт",null,"ГОФРОКОРОБ",100,10,10,168.2,140.166666666,107.648,89.706666666666663]
[null,"LUVB0-GX53-1-K23","Светильник 4114 встр. под лампу GX53 хром IEK","шт",null,"ГОФРОКОРОБ",100,10,10,168.2,140.166666666,107.648,89.706666666666663]
[null,"LUVB0-GX53-1-K23-10","Светильник 4114 встр. под лампу GX53 хром (10шт/упак) IEK","шт",null,"ГОФРОКОРОБ",100,10,10,123.6,103]
[null,"LUVB0-GX53-1-K27","Светильник 4114 встр. под лампу GX53 хром матовый IEK","шт",null,"ГОФРОКОРОБ",100,10,10,168.2,140.166666666,107.648,89.706666666666663]
[null,"LUVB0-GX70-1-K01","Светильник 4115 встр. под лампу GX70 белый IEK","шт",null,"ГОФРОКОРОБ",40,10,10,365.74,304.78333333299997,234.0736,195.06133333333332]
[null,"LUVB0-GX70-1-K23","Светильник 4115 встр. под лампу GX70 хром IEK","шт",null,"ГОФРОКОРОБ",40,10,10,395.33,329.441666666,253.0112,210.84266666666667]
[null,"LT-UVB0-4033-GX53-1-K01","Светильник 4033 встр. поворотн. GX53 белый IEK","шт",null,"ГОФРОКОРОБ",50,1,1,1065.43,887.85833333300002,681.87519999999995,568.22933333333333]
[null,"LT-UVB0-4033-GX53-1-K02","Светильник 4033 встр. поворотн. GX53 черный IEK","шт",null,"ГОФРОКОРОБ",50,1,1,1065.43,887.85833333300002,681.87519999999995,568.22933333333333]
[null,"LT-UVB0-4101-GU05-1-K01","Светильник 4101 встраиваемый MR16 квадрат пласт. белый IEK","шт",null,"ГОФРОКОРОБ",100,1,1,231,192.5,147.84,123.2]
[null,"LT-UVB0-4102-GU05-2-K01","Светильник 4102 встраиваемый 2хMR16 квадрат пласт. белый IEK","шт",null,"ГОФРОКОРОБ",100,1,1,441,367.5,282.24,235.2]
[null,"LT-UVB0-4103-GU05-3-K01","Светильник 4103 встраиваемый 3хMR16 квадрат пласт. белый IEK","шт",null,"ГОФРОКОРОБ",50,1,1,609,507.5,389.76,324.8]
[null,"LT-UVB0-4104-GU05-1-K01","Светильник 4104 встраиваемый MR16 круг пласт. белый IEK","шт",null,"ГОФРОКОРОБ",100,1,1,199.5,166.25,127.68,106.4]
[null,"LT-UVB0-4105-GU05-1-K01","Светильник 4105 встраиваемый MR16 круг пласт. белый IEK","шт",null,"ГОФРОКОРОБ",100,1,1,189,157.5,120.96,100.8]
[null,"LT-UVB0-4106-GU10-1-K22","Светильник 4106 встр. поворотн. GU10 белый/золото пласт. IEK","шт",null,"(пусто)",80,1,1,255,212.5,163.19999999999999,136]
[null,"LT-UVB0-4106-GU10-1-K23","Светильник 4106 встр. поворотн. GU10 белый/хром пласт. IEK","шт",null,"(пусто)",80,1,1,255,212.5,163.19999999999999,136]
[null,"LT-UVB0-4106-GU10-1-K30","Светильник 4106 встр. поворотн. GU10 белый/шокол. пласт. IEK","шт",null,"(пусто)",80,1,1,255,212.5,163.19999999999999,136]
[null,"LT-UVB0-4107-GU10-1-K22","Светильник 4107 встр. поворотн. GU10 белый/золото пласт. IEK","шт",null,"(пусто)",80,1,1,265,220.83333333300001,169.6,141.33333333333334]
[null,"LT-UVB0-4107-GU10-1-K23","Светильник 4107 встр. поворотн. GU10 белый/хром пласт. IEK","шт",null,"(пусто)",80,1,1,265,220.83333333300001,169.6,141.33333333333334]
[null,"LT-UVB0-4107-GU10-1-K30","Светильник 4107 встр. поворотн. GU10 белый/шокол. пласт. IEK","шт",null,"(пусто)",80,1,1,265,220.83333333300001,169.6,141.33333333333334]
[null,"LT-UVB0-4108-GU10-2-K22","Светильник 4108 встр. поворотн. 2хGU10 белый/зол. пласт. IEK","шт",null,"(пусто)",40,1,1,515,429.16666666600003,329.6,274.66666666666669]
[null,"LT-UVB0-4108-GU10-2-K23","Светильник 4108 встр. поворотн. 2хGU10 белый/хром пласт. IEK","шт",null,"(пусто)",40,1,1,515,429.16666666600003,329.6,274.66666666666669]
[null,"LT-UVB0-4109-GU10-1-K22","Светильник 4109 встр. поворотн. GU10 белый/золото пласт. IEK","шт",null,"(пусто)",80,1,1,285,237.5,182.4,152]
[null,"LT-UVB0-4109-GU10-1-K23","Светильник 4109 встр. поворотн. GU10 белый/хром пласт. IEK","шт",null,"(пусто)",80,1,1,285,237.5,182.4,152]
[null,"LT-UVB0-4109-GU10-1-K30","Светильник 4109 встр. поворотн. GU10 белый/шокол. пласт. IEK","шт",null,"(пусто)",80,1,1,285,237.5,182.4,152]
[null,"LT-UVB0-4110-GU10-1-K22","Светильник 4110 встр. поворотн. GU10 белый/золото пласт. IEK","шт",null,"(пусто)",80,1,1,285,237.5,182.4,152]
[null,"LT-UVB0-4110-GU10-1-K23","Светильник 4110 встр. поворотн. GU10 белый/хром пласт. IEK","шт",null,"(пусто)",80,1,1,285,237.5,182.4,152]
[null,"LT-UVB0-4110-GU10-1-K30","Светильник 4110 встр. поворотн. GU10 белый/шокол. пласт. IEK","шт",null,"(пусто)",80,1,1,285,237.5,182.4,152]
["10.02.05.02 Светильники точечные накладные"]
[null,"LUPB0-GX53-1-K01","Светильник 4113 накл. под лампу GX53 белый IEK","шт",null,"КОРОБКА/БОКС",100,10,10,206.68,172.23333333299999,132.27520000000001,110.22933333333333]
[null,"LUPB0-GX53-1-K02","Светильник 4113 накл. под лампу GX53 черный IEK","шт",null,"КОРОБКА/БОКС",100,10,10,211.16,175.96666666600001,135.14240000000001,112.61866666666667]
[null,"LUPB0-GX53-1-K22","Светильник 4113 накл. под лампу GX53 золото IEK","шт",null,"КОРОБКА/БОКС",100,10,10,176.41,147.008333333]
[null,"LUPB0-GX53-1-K23","Светильник 4113 накл. под лампу GX53 хром IEK","шт",null,"КОРОБКА/БОКС",100,10,10,211.16,175.96666666600001,135.14240000000001,112.61866666666667]
[null,"LUPB0-GX53-1-K27","Светильник 4113 накл. под лампу GX53 хром матовый IEK","шт",null,"КОРОБКА/БОКС",100,10,10,211.16,175.96666666600001]
[null,"LT-UPB0-4001-GU10-1-K01","Светильник 4001 накл. потолочн. GU10 белый IEK","шт",null,"ГОФРОКОРОБ",50,1,1,452.21,376.84166666599998,289.4144,241.17866666666666]
[null,"LT-UPB0-4001-GU10-1-K02","Светильник 4001 накл. потолочн. GU10 черный IEK","шт",null,"ГОФРОКОРОБ",50,1,1,452.21,376.84166666599998,289.4144,241.17866666666666]
[null,"LT-UPB0-4005-GU10-1-K01","Светильник 4005 накл. потолочн. GU10 белый IEK","шт",null,"ГОФРОКОРОБ",50,1,1,534.24,445.2,341.91359999999997,284.928]
[null,"LT-UPB0-4005-GU10-1-K02","Светильник 4005 накл. потолочн. GU10 черный IEK","шт",null,"ГОФРОКОРОБ",50,1,1,534.24,445.2,341.91359999999997,284.928]
[null,"LT-UPB0-4005-GU10-1-K22","Светильник 4005 накл. потолочн. GU10 золото IEK","шт",null,"ГОФРОКОРОБ",50,1,1,629.16,524.29999999999995]
[null,"LT-UPB0-4005-GU10-1-K23","Светильник 4005 накл. потолочн. GU10 хром IEK","шт",null,"ГОФРОКОРОБ",50,1,1,629.16,524.29999999999995]
[null,"LT-UPB0-4010-GX53-1-K01","Светильник 4010 накл. потолочн. GX53 белый IEK","шт",null,"ГОФРОКОРОБ",40,1,1,970.2,808.5,620.928,517.44000000000005]
[null,"LT-UPB0-4010-GX53-1-K02","Светильник 4010 накл. потолочн. GX53 черный IEK","шт",null,"ГОФРОКОРОБ",40,1,1,970.2,808.5,620.928,517.44000000000005]
[null,"LT-UPB0-4010-GX53-1-K22","Светильник 4010 накл. потолочн. GX53 золото IEK","шт",null,"ГОФРОКОРОБ",40,1,1,1101.04,917.53333333299997,704.66560000000004,587.22133333333329]
[null,"LT-UPB0-4010-GX53-1-K23","Светильник 4010 накл. потолочн. GX53 хром IEK","шт",null,"ГОФРОКОРОБ",40,1,1,1101.04,917.53333333299997,704.66560000000004,587.22133333333329]
[null,"LT-UPB0-4014-GX53-1-K01","Светильник 4014 потолочн. поворот. GX53 белый IEK","шт",null,"ГОФРОКОРОБ",50,1,1,1144.5,953.75,732.48,610.4]
[null,"LT-UPB0-4014-GX53-1-K02","Светильник 4014 потолочн. поворот. GX53 черный IEK","шт",null,"ГОФРОКОРОБ",50,1,1,1144.5,953.75,732.48,610.4]
[null,"LT-UPB0-4014-GX53-1-K23","Светильник 4014 потолочн. поворот. GX53 хром IEK","шт",null,"ГОФРОКОРОБ",50,1,1,1234.8,1029,790.27200000000005,658.56]
[null,"LT-UPB0-4015-GX53-1-K01","Светильник 4015 накл. потолочн. GX53 белый IEK","шт",null,"ГОФРОКОРОБ",80,1,1,699.3,582.75,447.55200000000002,372.96]
[null,"LT-UPB0-4015-GX53-1-K02","Светильник 4015 накл. потолочн. GX53 черный IEK","шт",null,"ГОФРОКОРОБ",80,1,1,699.3,582.75,447.55200000000002,372.96]
[null,"LT-UPB0-4015-GX53-1-K23","Светильник 4015 накл. потолочн. GX53 хром IEK","шт",null,"ГОФРОКОРОБ",80,1,1,808.92,674.1,517.7088,431.42399999999998]
[null,"LT-UPB0-4016-GX53-1-K01","Светильник 4016 накл. потолочн. GX53 белый IEK","шт",null,"ГОФРОКОРОБ",50,1,1,877.8,731.5,561.79200000000003,468.16]
[null,"LT-UPB0-4016-GX53-1-K02","Светильник 4016 накл. потолочн. GX53 черный IEK","шт",null,"ГОФРОКОРОБ",50,1,1,877.8,731.5,561.79200000000003,468.16]
[null,"LT-UPB0-4016-GX53-1-K22","Светильник 4016 накл. потолочн. GX53 золото IEK","шт",null,"ГОФРОКОРОБ",50,1,1,926.1,771.75,592.70399999999995,493.92]
[null,"LT-UPB0-4016-GX53-1-K23","Светильник 4016 накл. потолочн. GX53 хром IEK","шт",null,"ГОФРОКОРОБ",50,1,1,926.1,771.75,592.70399999999995,493.92]
[null,"LT-UPB0-4017-GX53-1-K54","Светильник 4017 накл. потолочн. GX53 белый/хром IEK","шт",null,"ГОФРОКОРОБ",30,1,1,979.02,815.85,626.57280000000003,522.14400000000001]
[null,"LT-UPB0-4017-GX53-1-K55","Светильник 4017 накл. потолочн. GX53 белый/золото IEK","шт",null,"ГОФРОКОРОБ",30,1,1,979.02,815.85,626.57280000000003,522.14400000000001]
[null,"LT-UPB0-4017-GX53-1-K56","Светильник 4017 накл. потолочн. GX53 черный/хром IEK","шт",null,"ГОФРОКОРОБ",30,1,1,979.02,815.85,626.57280000000003,522.14400000000001]
[null,"LT-UPB0-4017-GX53-1-K57","Светильник 4017 накл. потолочн. GX53 черный/золото IEK","шт",null,"ГОФРОКОРОБ",30,1,1,979.02,815.85,626.57280000000003,522.14400000000001]
[null,"LT-UPB0-4032-GX53-1-K01","Светильник 4032 накл. потолочн. GX53 белый IEK","шт",null,"ГОФРОКОРОБ",100,1,1,629.58000000000004,524.65,402.93119999999999,335.77600000000001]
[null,"LT-UPB0-4032-GX53-1-K02","Светильник 4032 накл. потолочн. GX53 черный IEK","шт",null,"ГОФРОКОРОБ",100,1,1,629.58000000000004,524.65,402.93119999999999,335.77600000000001]
[null,"LT-UPB0-4044-GX53-1-K01","Светильник 4044 накл. потолочн. 4хGX53 белый IEK","шт",null,"ГОФРОКОРОБ",10,1,1,4360.7299999999996,3633.9416666659999,2790.8672000000001,2325.7226666666666]
[null,"LT-UPB0-4044-GX53-1-K02","Светильник 4044 накл. потолочн. 4хGX53 черный IEK","шт",null,"ГОФРОКОРОБ",10,1,1,4360.7299999999996,3633.9416666659999,2790.8672000000001,2325.7226666666666]
[null,"LT-UPB0-4111-GU10-1-K01","Светильник 4111 накл. потолочн. GU10 белый пласт. IEK","шт",null,"ГОФРОКОРОБ",60,1,1,380,316.66666666600003,243.2,202.66666666666666]
[null,"LT-UPB0-4111-GU10-1-K22","Светильник 4111 накл. потолочн. GU10 белый/золото пласт. IEK","шт",null,"ГОФРОКОРОБ",60,1,1,440,366.66666666600003,281.60000000000002,234.66666666666666]
[null,"LT-UPB0-4111-GU10-1-K23","Светильник 4111 накл. потолочн. GU10 белый/хром пласт. IEK","шт",null,"ГОФРОКОРОБ",60,1,1,440,366.66666666600003,281.60000000000002,234.66666666666666]
[null,"LT-UPB0-4112-GU10-1-K01","Светильник 4112 накл. потолочн. GU10 белый пласт. IEK","шт",null,"ГОФРОКОРОБ",60,1,1,480,400,307.2,256]
[null,"LT-UPB0-4112-GU10-1-K22","Светильник 4112 накл. потолочн. GU10 белый/золото пласт. IEK","шт",null,"ГОФРОКОРОБ",60,1,1,510,425,326.39999999999998,272]
[null,"LT-UPB0-4112-GU10-1-K23","Светильник 4112 накл. потолочн. GU10 белый/хром пласт. IEK","шт",null,"ГОФРОКОРОБ",60,1,1,510,425,326.39999999999998,272]
["10.02.05.03 Светильники точечные настенно-потолочные"]
[null,"LT-USB0-4002-GU10-1-K01","Светильник 4002 настенно-потолочн. GU10 белый IEK","шт",null,"ГОФРОКОРОБ",50,1,1,709.6,591.33333333300004,454.14400000000001,378.45333333333332]
[null,"LT-USB0-4002-GU10-1-K02","Светильник 4002 настенно-потолочн. GU10 черный IEK","шт",null,"ГОФРОКОРОБ",50,1,1,709.6,591.33333333300004,454.14400000000001,378.45333333333332]
[null,"LT-USB0-4006-GU10-1-K01","Светильник 4006 настенно-потолочн. GU10 белый IEK","шт",null,"ГОФРОКОРОБ",50,1,1,756,630,483.84,403.2]
[null,"LT-USB0-4006-GU10-1-K02","Светильник 4006 настенно-потолочн. GU10 черный IEK","шт",null,"ГОФРОКОРОБ",50,1,1,756,630,483.84,403.2]
[null,"LT-USB0-4006-GU10-1-K22","Светильник 4006 настенно-потолочн. GU10 золото IEK","шт",null,"ГОФРОКОРОБ",50,1,1,861,717.5,551.04,459.2]
[null,"LT-USB0-4006-GU10-1-K23","Светильник 4006 настенно-потолочн. GU10 хром IEK","шт",null,"ГОФРОКОРОБ",50,1,1,861,717.5]
[null,"LT-USB0-4011-GX53-1-K01","Светильник 4011 настенно-потолочн. GX53 белый IEK","шт",null,"ГОФРОКОРОБ",40,1,1,1190.28,991.9,761.77919999999995,634.81600000000003]
[null,"LT-USB0-4011-GX53-1-K02","Светильник 4011 настенно-потолочн. GX53 черный IEK","шт",null,"ГОФРОКОРОБ",40,1,1,1190.28,991.9,761.77919999999995,634.81600000000003]
[null,"LT-USB0-4011-GX53-1-K22","Светильник 4011 настенно-потолочн. GX53 золото IEK","шт",null,"ГОФРОКОРОБ",40,1,1,1260,1050,806.4,672]
[null,"LT-USB0-4011-GX53-1-K23","Светильник 4011 настенно-потолочн. GX53 хром IEK","шт",null,"ГОФРОКОРОБ",40,1,1,1260,1050,806.4,672]
[null,"LT-USB0-4034-GX53-1-K01","Светильник 4034 настенно-потолочн. GX53 белый IEK","шт",null,"ГОФРОКОРОБ",50,1,1,976.73,813.94166666599995,625.10720000000003,520.92266666666671]
[null,"LT-USB0-4034-GX53-1-K02","Светильник 4034 настенно-потолочн. GX53 черный IEK","шт",null,"ГОФРОКОРОБ",50,1,1,976.73,813.94166666599995,625.10720000000003,520.92266666666671]
[null,"LT-USB0-4040-GX53-1-K01","Светильник 4040 настенно-потолочн. GX53 белый IEK","шт",null,"ГОФРОКОРОБ",50,1,1,928.3,773.58333333300004,594.11199999999997,495.09333333333331]
[null,"LT-USB0-4040-GX53-1-K02","Светильник 4040 настенно-потолочн. GX53 черный IEK","шт",null,"ГОФРОКОРОБ",50,1,1,928.3,773.58333333300004,594.11199999999997,495.09333333333331]
[null,"LT-USB0-4042-GX53-1-K01","Светильник 4042 настенно-потолочн. 2хGX53 белый IEK","шт",null,"ГОФРОКОРОБ",30,1,1,2172.2199999999998,1810.1833333330001,1390.2208000000001,1158.5173333333332]
[null,"LT-USB0-4042-GX53-1-K02","Светильник 4042 настенно-потолочн. 2хGX53 черный IEK","шт",null,"ГОФРОКОРОБ",30,1,1,2172.2199999999998,1810.1833333330001,1390.2208000000001,1158.5173333333332]
["10.02.05.04 Светильники точечные подвесные"]
[null,"LT-UCB0-4007-GU10-1-K01","Светильник 4007 подвесной GU10 белый IEK","шт",null,"ГОФРОКОРОБ",50,1,1,777,647.5,497.28,414.4]
[null,"LT-UCB0-4007-GU10-1-K02","Светильник 4007 подвесной GU10 черный IEK","шт",null,"ГОФРОКОРОБ",50,1,1,777,647.5,497.28,414.4]
[null,"LT-UCB0-4007-GU10-1-K23","Светильник 4007 подвесной GU10 хром IEK","шт",null,"ГОФРОКОРОБ",50,1,1,882,735]
[null,"LT-UCB0-4012-GX53-1-K01","Светильник 4012 подвесной GX53 белый IEK","шт",null,"ГОФРОКОРОБ",40,1,1,1113,927.5,712.32,593.6]
[null,"LT-UCB0-4012-GX53-1-K02","Светильник 4012 подвесной GX53 черный IEK","шт",null,"ГОФРОКОРОБ",40,1,1,1113,927.5,712.32,593.6]
[null,"LT-UCB0-4012-GX53-1-K22","Светильник 4012 подвесной GX53 золото IEK","шт",null,"ГОФРОКОРОБ",40,1,1,1281,1067.5,819.84,683.2]
[null,"LT-UCB0-4012-GX53-1-K23","Светильник 4012 подвесной GX53 хром IEK","шт",null,"ГОФРОКОРОБ",40,1,1,1281,1067.5,819.84,683.2]
["10.02.05.05 Светильники точечные настенные"]
[null,"LT-UBB0-4008-GU10-1-K01","Светильник 4008 настенный GU10 белый IEK","шт",null,"ГОФРОКОРОБ",40,1,1,739.2,616,473.08800000000002,394.24]
[null,"LT-UBB0-4008-GU10-1-K02","Светильник 4008 настенный GU10 черный IEK","шт",null,"ГОФРОКОРОБ",40,1,1,739.2,616,473.08800000000002,394.24]
[null,"LT-UBB0-4008-GU10-1-K22","Светильник 4008 настенный GU10 золото IEK","шт",null,"ГОФРОКОРОБ",40,1,1,877.8,731.5,561.79200000000003,468.16]
[null,"LT-UBB0-4008-GU10-1-K23","Светильник 4008 настенный GU10 хром IEK","шт",null,"ГОФРОКОРОБ",40,1,1,877.8,731.5,561.79200000000003,468.16]
[null,"LT-UBB0-4009-GU10-2-K01","Светильник 4009 настенный 2хGU10 белый IEK","шт",null,"ГОФРОКОРОБ",40,1,1,1095.58,912.98333333300002,701.1712,584.30933333333337]
[null,"LT-UBB0-4009-GU10-2-K02","Светильник 4009 настенный 2хGU10 черный IEK","шт",null,"ГОФРОКОРОБ",40,1,1,1095.58,912.98333333300002,701.1712,584.30933333333337]
[null,"LT-UBB0-4035-GX53-1-K01","Светильник 4035 настенный GX53 белый IEK","шт",null,"ГОФРОКОРОБ",30,1,1,1221.43,1017.858333333,781.71519999999998,651.42933333333337]
[null,"LT-UBB0-4035-GX53-1-K02","Светильник 4035 настенный GX53 черный IEK","шт",null,"ГОФРОКОРОБ",30,1,1,1221.43,1017.858333333,781.71519999999998,651.42933333333337]
[null,"LT-UBB0-4041-GX53-1-K01","Светильник 4041 настенный GX53 белый IEK","шт",null,"ГОФРОКОРОБ",30,1,1,1092.8599999999999,910.71666666600004,699.43039999999996,582.85866666666664]
[null,"LT-UBB0-4041-GX53-1-K02","Светильник 4041 настенный GX53 черный IEK","шт",null,"ГОФРОКОРОБ",30,1,1,1092.8599999999999,910.71666666600004,699.43039999999996,582.85866666666664]
["10.02.05.06 Светильники трековые декоративные"]
[null,"LT-UCB0-4117-GU10-1-K01","Светильник 4117 декор. трековый подвесной GU10 белый IEK","шт",null,"ГОФРОКОРОБ",50,1,1,1020,850,652.79999999999995,544]
[null,"LT-UCB0-4117-GU10-1-K02","Светильник 4117 декор. трековый подвесной GU10 черный IEK","шт",null,"ГОФРОКОРОБ",50,1,1,1020,850,652.79999999999995,544]
[null,"LT-UCB0-4117-GU10-1-K22","Светильник 4117 декор. трековый подвесной GU10 золото IEK","шт",null,"ГОФРОКОРОБ",50,1,1,1070,891.66666666599997,684.8,570.66666666666663]
[null,"LT-UCB0-4117-GU10-1-K23","Светильник 4117 декор. трековый подвесной GU10 хром IEK","шт",null,"ГОФРОКОРОБ",50,1,1,1070,891.66666666599997,684.8,570.66666666666663]
[null,"LT-UCB0-4119-GX53-1-K01","Светильник 4119 декор. трековый подвесной GX53 белый IEK","шт",null,"ГОФРОКОРОБ",40,1,1,1100,916.66666666599997,704,586.66666666666663]
[null,"LT-UCB0-4119-GX53-1-K02","Светильник 4119 декор. трековый подвесной GX53 черный IEK","шт",null,"ГОФРОКОРОБ",40,1,1,1100,916.66666666599997,704,586.66666666666663]
[null,"LT-UCB0-4119-GX53-1-K22","Светильник 4119 декор. трековый подвесной GX53 золото IEK","шт",null,"ГОФРОКОРОБ",40,1,1,1150,958.33333333300004,736,613.33333333333337]
[null,"LT-UCB0-4119-GX53-1-K23","Светильник 4119 декор. трековый подвесной GX53 хром IEK","шт",null,"ГОФРОКОРОБ",40,1,1,1150,958.33333333300004,736,613.33333333333337]
[null,"LT-USB0-4116-GU10-1-K01","Светильник 4116 декор. трековый поворотный GU10 белый IEK","шт",null,"ГОФРОКОРОБ",50,1,1,755,629.16666666599997,483.2,402.66666666666669]
[null,"LT-USB0-4116-GU10-1-K02","Светильник 4116 декор. трековый поворотный GU10 черный IEK","шт",null,"ГОФРОКОРОБ",50,1,1,755,629.16666666599997,483.2,402.66666666666669]
[null,"LT-USB0-4116-GU10-1-K22","Светильник 4116 декор. трековый поворотный GU10 золото IEK","шт",null,"ГОФРОКОРОБ",50,1,1,835,695.83333333300004,534.4,445.33333333333331]
[null,"LT-USB0-4116-GU10-1-K23","Светильник 4116 декор. трековый поворотный GU10 хром IEK","шт",null,"ГОФРОКОРОБ",50,1,1,835,695.83333333300004,534.4,445.33333333333331]
[null,"LT-USB0-4118-GX53-1-K01","Светильник 4118 декор. трековый поворотный GX53 белый IEK","шт",null,"ГОФРОКОРОБ",40,1,1,1050,875,672,560]
[null,"LT-USB0-4118-GX53-1-K02","Светильник 4118 декор. трековый поворотный GX53 черный IEK","шт",null,"ГОФРОКОРОБ",40,1,1,1050,875,672,560]
[null,"LT-USB0-4118-GX53-1-K22","Светильник 4118 декор. трековый поворотный GX53 золото IEK","шт",null,"ГОФРОКОРОБ",40,1,1,1100,916.66666666599997,704,586.66666666666663]
[null,"LT-USB0-4118-GX53-1-K23","Светильник 4118 декор. трековый поворотный GX53 хром IEK","шт",null,"ГОФРОКОРОБ",40,1,1,1100,916.66666666599997,704,586.66666666666663]
["10.02.05.07 Светильники уличные декоративные"]
[null,"LT-DBU0-5102-010-40-K02","Светильник уличный LED 5102 наст. 10Вт 4000К IP54 черный IEK","шт",null,"ГОФРОКОРОБ",10,1,1,6220.5,5183.75,3981.12,3317.6]
[null,"LT-DBU0-5102-010-40-K03","Светильник уличный LED 5102 наст. 10Вт 4000К IP54 серый IEK","шт",null,"ГОФРОКОРОБ",10,1,1,6220.5,5183.75,3981.12,3317.6]
[null,"LT-DBU0-5103-010-40-K02","Светильник уличный LED 5103 наст. 10Вт 4000К IP54 черный IEK","шт",null,"ГОФРОКОРОБ",10,1,1,6220.5,5183.75,3981.12,3317.6]
[null,"LT-DBU0-5103-010-40-K03","Светильник уличный LED 5103 наст. 10Вт 4000К IP54 серый IEK","шт",null,"ГОФРОКОРОБ",10,1,1,6220.5,5183.75,3981.12,3317.6]
[null,"LT-DBU0-5111-006-40-K01","Светильник уличный LED 5111 наст. 6Вт 4000К IP65 белый IEK","шт",null,"ГОФРОКОРОБ",20,1,1,2400,2000,1536,1280]
[null,"LT-DBU0-5111-006-40-K02","Светильник уличный LED 5111 наст. 6Вт 4000К IP65 черный IEK","шт",null,"ГОФРОКОРОБ",20,1,1,2400,2000,1536,1280]
[null,"LT-DBU0-5111-006-40-K03","Светильник уличный LED 5111 наст. 6Вт 4000К IP65 серый IEK","шт",null,"ГОФРОКОРОБ",20,1,1,2400,2000,1536,1280]
[null,"LT-UBU0-5100-E27-1-K02","Светильник уличный 5100 настенный E27 IP54 черный IEK","шт",null,"ГОФРОКОРОБ",10,1,1,2590,2158.3333333330002,1657.6,1381.3333333333333]
[null,"LT-UBU0-5101-E27-2-K02","Светильник уличный 5101 настенный E27 IP54 черный IEK","шт",null,"ГОФРОКОРОБ",10,1,1,3490,2908.3333333330002,2233.6,1861.3333333333333]
[null,"LT-UBU0-5107-GU10-1-K01","Светильник уличный 5107 настенный GU10 IP65 белый IEK","шт",null,"ГОФРОКОРОБ",40,1,1,1490,1241.6666666660001,953.6,794.66666666666663]
[null,"LT-UBU0-5107-GU10-1-K02","Светильник уличный 5107 настенный GU10 IP65 черный IEK","шт",null,"ГОФРОКОРОБ",40,1,1,1490,1241.6666666660001,953.6,794.66666666666663]
[null,"LT-UBU0-5107-GU10-1-K03","Светильник уличный 5107 настенный GU10 IP65 серый IEK","шт",null,"ГОФРОКОРОБ",40,1,1,1490,1241.6666666660001,953.6,794.66666666666663]
[null,"LT-UBU0-5108-GU10-2-K01","Светильник уличный 5108 настенный 2хGU10 IP65 белый IEK","шт",null,"ГОФРОКОРОБ",30,1,1,1900,1583.3333333329999,1216,1013.3333333333334]
[null,"LT-UBU0-5108-GU10-2-K02","Светильник уличный 5108 настенный 2хGU10 IP65 черный IEK","шт",null,"ГОФРОКОРОБ",30,1,1,1900,1583.3333333329999,1216,1013.3333333333334]
[null,"LT-UBU0-5108-GU10-2-K03","Светильник уличный 5108 настенный 2хGU10 IP65 серый IEK","шт",null,"ГОФРОКОРОБ",30,1,1,1900,1583.3333333329999,1216,1013.3333333333334]
[null,"LT-UBU0-5220-GU10-1-K01","Светильник уличный 5220 настенный GU10 IP65 белый IEK","шт",null,"ГОФРОКОРОБ",40,1,1,1690,1408.3333333329999,1081.5999999999999,901.33333333333337]
[null,"LT-UBU0-5220-GU10-1-K02","Светильник уличный 5220 настенный GU10 IP65 черный IEK","шт",null,"ГОФРОКОРОБ",40,1,1,1690,1408.3333333329999,1081.5999999999999,901.33333333333337]
[null,"LT-UBU0-5220-GU10-1-K03","Светильник уличный 5220 настенный GU10 IP65 серый IEK","шт",null,"ГОФРОКОРОБ",40,1,1,1690,1408.3333333329999,1081.5999999999999,901.33333333333337]
[null,"LT-UBU0-5221-GU10-2-K01","Светильник уличный 5221 настенный 2хGU10 IP65 белый IEK","шт",null,"ГОФРОКОРОБ",30,1,1,2290,1908.3333333329999,1465.6,1221.3333333333333]
[null,"LT-UBU0-5221-GU10-2-K02","Светильник уличный 5221 настенный 2хGU10 IP65 черный IEK","шт",null,"ГОФРОКОРОБ",30,1,1,2290,1908.3333333329999,1465.6,1221.3333333333333]
[null,"LT-UBU0-5221-GU10-2-K03","Светильник уличный 5221 настенный 2хGU10 IP65 серый IEK","шт",null,"ГОФРОКОРОБ",30,1,1,2290,1908.3333333329999,1465.6,1221.3333333333333]
[null,"LT-UPU0-5104-GX53-1-K01","Светильник уличный 5104 потолочный GX53 IP65 белый IEK","шт",null,"ГОФРОКОРОБ",50,1,1,1170.67,975.55833333299995,749.22879999999998,624.35733333333337]
[null,"LT-UPU0-5104-GX53-1-K02","Светильник уличный 5104 потолочный GX53 IP65 черный IEK","шт",null,"ГОФРОКОРОБ",50,1,1,1170.67,975.55833333299995,749.22879999999998,624.35733333333337]
[null,"LT-UPU0-5104-GX53-1-K03","Светильник уличный 5104 потолочный GX53 IP65 серый IEK","шт",null,"ГОФРОКОРОБ",50,1,1,1170.67,975.55833333299995,749.22879999999998,624.35733333333337]
[null,"LT-UPU0-5110-GU10-1-K01","Светильник уличный 5110 потолочный GU10 IP65 белый IEK","шт",null,"ГОФРОКОРОБ",50,1,1,1200,1000,768,640]
[null,"LT-UPU0-5110-GU10-1-K02","Светильник уличный 5110 потолочный GU10 IP65 черный IEK","шт",null,"ГОФРОКОРОБ",50,1,1,1200,1000,768,640]
[null,"LT-UPU0-5110-GU10-1-K03","Светильник уличный 5110 потолочный GU10 IP65 серый IEK","шт",null,"ГОФРОКОРОБ",50,1,1,1200,1000,768,640]
[null,"LT-UPU0-5112-GU10-1-K02","Светильник уличный 5112 настенный GU10 IP65 черный IEK","шт",null,"ГОФРОКОРОБ",40,1,1,1650,1375,1056,880]
[null,"LT-UPU0-5112-GU10-1-K03","Светильник уличный 5112 настенный GU10 IP65 серый IEK","шт",null,"ГОФРОКОРОБ",40,1,1,1650,1375,1056,880]
[null,"LT-UPU0-5113-GU10-2-K02","Светильник уличный 5113 настенный 2хGU10 IP65 черный IEK","шт",null,"ГОФРОКОРОБ",40,1,1,2200,1833.3333333329999,1408,1173.3333333333333]
[null,"LT-UPU0-5113-GU10-2-K03","Светильник уличный 5113 настенный 2хGU10 IP65 серый IEK","шт",null,"ГОФРОКОРОБ",40,1,1,2200,1833.3333333329999,1408,1173.3333333333333]
[null,"LT-UPU0-5222-GU10-1-K01","Светильник уличный 5222 потолочный GU10 IP65 белый IEK","шт",null,"ГОФРОКОРОБ",50,1,1,1200,1000,768,640]
[null,"LT-UPU0-5222-GU10-1-K02","Светильник уличный 5222 потолочный GU10 IP65 черный IEK","шт",null,"ГОФРОКОРОБ",50,1,1,1200,1000,768,640]
[null,"LT-UPU0-5222-GU10-1-K03","Светильник уличный 5222 потолочный GU10 IP65 серый IEK","шт",null,"ГОФРОКОРОБ",50,1,1,1200,1000,768,640]
["10.02.05.09 Шинопровод для трековых светильников"]
[null,"LT-SO0D-KPT-D15-K01","Комплект подвеса для ШП с тросом 1,5м белый IEK","шт",null,"ГОФРОКОРОБ",50,1,1,501.55,417.95833333299998]
[null,"LT-SO0D-KPT-D15-K02","Комплект подвеса для ШП с тросом 1,5м черный IEK","шт",null,"ГОФРОКОРОБ",50,1,1,501.55,417.95833333299998,320.99200000000002,267.49333333333334]
[null,"LT-SO0D-SGV-1-K01","Соединитель гибкий внутренний для 1Ф ШП белый IEK","шт",null,"ГОФРОКОРОБ",50,1,1,679.09,565.90833333299997]
[null,"LT-SO0D-SGV-1-K02","Соединитель гибкий внутренний для 1Ф ШП черный IEK","шт",null,"ГОФРОКОРОБ",50,1,1,679.09,565.90833333299997]
[null,"LT-SO0D-SLV-1-K01","Соединитель L-обр. внутренний для 1Ф ШП белый IEK","шт",null,"ГОФРОКОРОБ",50,1,1,215,179.166666666]
[null,"LT-SO0D-SLV-1-K02","Соединитель L-обр. внутренний для 1Ф ШП черный IEK","шт",null,"ГОФРОКОРОБ",50,1,1,215,179.166666666]
[null,"LT-SO0D-SPD-1-D15-K01-1","Шинопровод осветительный 1Ф 1,5м белый + комплект IEK","шт",null,"ГОФРОКОРОБ",20,1,1,1218.28,1015.233333333]
[null,"LT-SO0D-SPD-1-D15-K02-1","Шинопровод осветительный 1Ф 1,5м черный + комплект IEK","шт",null,"ГОФРОКОРОБ",20,1,1,1218.28,1015.233333333,779.69920000000002,649.74933333333331]
[null,"LT-SO0D-SPV-1-K01","Соединитель прямой внутренний для 1Ф ШП белый IEK","шт",null,"ГОФРОКОРОБ",50,1,1,183.59,152.99166666599999]
[null,"LT-SO0D-SPV-1-K02","Соединитель прямой внутренний для 1Ф ШП черный IEK","шт",null,"ГОФРОКОРОБ",50,1,1,183.59,152.99166666599999]
["10.02.06 Сезонное освещение"]
["10.02.06.01 Гирлянды"]
[null,"LGDB110-1-050-05-G-S-20","Гирлянда нить 5м 50WW IP20 зеленый 230В кон. 8 IEK","шт",null,"ГОФРОКОРОБ",100,1,1,604.79999999999995,504]
[null,"LGDB110-1-100-10-G-S-20","Гирлянда нить 10м 100WW IP20 зеленый 230В кон. 8 IEK","шт",null,"ГОФРОКОРОБ",60,1,1,720,600]
[null,"LGDB110-2-050-05-G-S-20","Гирлянда нить 5м 50W IP20 зеленый 230В кон. 8 IEK","шт",null,"ГОФРОКОРОБ",100,1,1,604.79999999999995,504]
[null,"LGDB110-2-100-10-G-S-20","Гирлянда нить 10м 100W IP20 зеленый 230В кон. 8 IEK","шт",null,"ГОФРОКОРОБ",60,1,1,720,600]
[null,"LGDB110-3-050-05-G-S-20","Гирлянда нить 5м 50RGB IP20 зеленый 230В кон. 8 IEK","шт",null,"ГОФРОКОРОБ",100,1,1,617.4,514.5]
[null,"LGDB110-3-100-10-G-S-20","Гирлянда нить 10м 100RGB IP20 зеленый 230В кон. 8 IEK","шт",null,"ГОФРОКОРОБ",60,1,1,740,616.66666666599997]
[null,"LGDB201-1-160-L1-T-S-20","Гирлянда занавес 1,5х1,5 160WW IP20 прозрачный 230В тр IEK","шт",null,"ГОФРОКОРОБ",36,1,1,1415.2,1179.3333333329999]
[null,"LGDB201-2-160-L1-T-S-20","Гирлянда занавес 1,5х1,5 160W IP20 прозрачный 230В тр IEK","шт",null,"ГОФРОКОРОБ",36,1,1,1415.2,1179.3333333329999]
[null,"LGDB410-1-160-L1-T-S-44","Гирлянда сеть 1,5х1,5 160WW IP20 прозрачный 230В кон. 8 IEK","шт",null,"ГОФРОКОРОБ",36,1,1,1340,1116.6666666660001]
[null,"LGDB410-2-160-L1-T-S-44","Гирлянда сеть 1,5х1,5 160W IP20 прозрачный 230В кон. 8 IEK","шт",null,"ГОФРОКОРОБ",36,1,1,1340,1116.6666666660001]
[null,"LGDB410-3-160-L1-T-S-44","Гирлянда сеть 1,5х1,5 160RGB IP20 прозрачный 230В кон. 8 IEK","шт",null,"ГОФРОКОРОБ",36,1,1,1340,1116.6666666660001]
[null,"LGDB500-1-020-02-T-B-20","Гирлянда роса 2м 20WW IP20 прозрачный шнур 0,3м 2AA IEK","шт",null,"ГОФРОКОРОБ",250,1,1,140,116.666666666]
[null,"LGDB500-2-020-02-T-B-20","Гирлянда роса 2м 20W IP20 прозрачный шнур 0,3м 2AA IEK","шт",null,"ГОФРОКОРОБ",250,1,1,140,116.666666666]
[null,"LGDB500-3-020-02-T-B-20","Гирлянда роса 2м 20RGBY IP20 прозрачный шнур 0,3м 2AA IEK","шт",null,"ГОФРОКОРОБ",250,1,1,140,116.666666666,89.6,74.666666666666671]
[null,"LGDU111-1-100-10-T-S-44","Гирлянда нить 10м 100WW IP44 прозрачный 230В кон. 8 IEK","шт",null,"ГОФРОКОРОБ",30,1,1,1780,1483.3333333329999]
[null,"LGDU111-1-200-20-T-S-44","Гирлянда нить 20м 200WW IP44 прозрачный 230В кон. 8 IEK","шт",null,"ГОФРОКОРОБ",20,1,1,3140,2616.6666666659999]
[null,"LGDU111-2-100-10-T-S-44","Гирлянда нить 10м 100W IP44 прозрачный 230В кон. 8 IEK","шт",null,"ГОФРОКОРОБ",30,1,1,1780,1483.3333333329999]
[null,"LGDU111-2-200-20-T-S-44","Гирлянда нить 20м 200W IP44 прозрачный 230В кон. 8 IEK","шт",null,"ГОФРОКОРОБ",20,1,1,3140,2616.6666666659999]
[null,"LGDU111-3-100-10-T-S-44","Гирлянда нить 10м 100RGB IP44 прозрачный 230В кон. 8 IEK","шт",null,"ГОФРОКОРОБ",30,1,1,1800,1500]
[null,"LGDU111-3-200-20-T-S-44","Гирлянда нить 20м 200RGB IP44 прозрачный 230В кон. 8 IEK","шт",null,"ГОФРОКОРОБ",20,1,1,3160,2633.3333333330002]
[null,"LGDU121-1-100-10-T-S-44","Гирлянда нить 10м 100WW IP44 прозрачный 230В м/т IEK","шт",null,"ГОФРОКОРОБ",30,1,1,1780,1483.3333333329999]
[null,"LGDU121-2-100-10-T-S-44","Гирлянда нить 10м 100W IP44 прозрачный 230В м/т IEK","шт",null,"ГОФРОКОРОБ",30,1,1,1780,1483.3333333329999]
[null,"LGDU201-1-240-L2-T-S-44","Гирлянда занавес 2х2 240WW IP44 прозрачный 230В тр IEK","шт",null,"ГОФРОКОРОБ",36,1,1,1826,1521.6666666660001]
[null,"LGDU201-2-240-L2-T-S-44","Гирлянда занавес 2х2 240W IP44 прозрачный 230В тр IEK","шт",null,"ГОФРОКОРОБ",36,1,1,1826,1521.6666666660001]
[null,"LGDU301-1-200-L3-T-S-44","Гирлянда бахрома 4,5х0,7 200WW IP44 прозрачный 230В тр IEK","шт",null,"ГОФРОКОРОБ",36,1,1,1564,1303.3333333329999]
[null,"LGDU301-2-200-L3-T-S-44","Гирлянда бахрома 4,5х0,7 200W IP44 прозрачный 230В тр IEK","шт",null,"ГОФРОКОРОБ",36,1,1,1564,1303.3333333329999]
[null,"LGDU321-1-200-L3-T-S-44","Гирлянда бахрома 4,5х0,7 200WW IP44 прозрачный 230В м/т IEK","шт",null,"ГОФРОКОРОБ",36,1,1,1656,1380]
[null,"LGDU321-2-200-L3-T-S-44","Гирлянда бахрома 4,5х0,7 200W IP44 прозрачный 230В м/т IEK","шт",null,"ГОФРОКОРОБ",36,1,1,1656,1380]
[null,"LGDU601-0-010-03-B-S-65","Белт-лайт 3м 10 IP65 черный шнур 2м 230В тр. IEK","шт",null,"ГОФРОКОРОБ",8,1,1,3062.4,2552]
[null,"LGDU601-0-015-05-B-S-65","Белт-лайт 5м 15 IP65 черный шнур 2м 230В тр. IEK","шт",null,"ГОФРОКОРОБ",5,1,1,4224,3520]
[null,"LGDU601-0-020-10-B-S-65","Белт-лайт 10м 20 IP65 черный шнур 2м 230В тр. IEK","шт",null,"ГОФРОКОРОБ",5,1,1,6840,5700,4377.6000000000004,3648]
[null,"LGDU601-1-010-05-B-S-65","Белт-лайт 5м 10WW IP65 черный шнур 3м 230В тр. IEK","шт",null,"ГОФРОКОРОБ",5,1,1,4312,3593.3333333330002,2759.68,2299.7333333333331]
[null,"LGDU601-3-010-05-B-S-65","Белт-лайт 5м 10RGB IP65 черный шнур 3м 230В тр. IEK","шт",null,"ГОФРОКОРОБ",5,1,1,4312,3593.3333333330002,2759.68,2299.7333333333331]
["10.02.06.03 Лампы для гирлянд"]
[null,"LLE-G45-1-230-G-E27","Лампа LED декор. G45 шар 1Вт 230В зеленый E27 IEK","шт",null,"ГОФРОКОРОБ",200,1,1,65.78,54.816666666000003,42.099200000000003,35.082666666666668]
[null,"LLE-G45-1-230-MIX-E27-10","Набор ламп LED декор. G45 шар 1Вт 230В MIX E27 10 шт IEK","шт",null,"ГОФРОКОРОБ",50,1,1,689.44,574.53333333299997,441.24160000000001,367.70133333333331]
[null,"LLE-G45-1-230-R-E27","Лампа LED декор. G45 шар 1Вт 230В красный E27 IEK","шт",null,"ГОФРОКОРОБ",200,1,1,71.7,59.75,45.887999999999998,38.24]
[null,"LLE-G45-1-230-W-E27","Лампа LED декор. G45 шар 1Вт 230В холодный белый E27 IEK","шт",null,"ГОФРОКОРОБ",200,1,1,71.7,59.75,45.887999999999998,38.24]
[null,"LLE-G45-1-230-WW-E27","Лампа LED декор. G45 шар 1Вт 230В теплый белый E27 IEK","шт",null,"ГОФРОКОРОБ",200,1,1,71.7,59.75,45.887999999999998,38.24]
[null,"LLE-G45-1-230-Y-E27","Лампа LED декор. G45 шар 1Вт 230В желтый E27 IEK","шт",null,"ГОФРОКОРОБ",200,1,1,71.7,59.75,45.887999999999998,38.24]
[null,"LLE-G60-3-230-WW-E27","Лампа LED декор. G60 шар 3Вт 230В теплый белый E27 IEK","шт",null,"ГОФРОКОРОБ",100,1,1,132.37,110.30833333299999,84.716800000000006,70.597333333333339]
["10.02.07 Светильники настольные, ночники"]
["10.02.07.01 Светильники настольные"]
[null,"LDNL0-2010-1-QI-7-K14","Светильник LED настол. 2010 7Вт QI розовый IEK","шт",null,"ГОФРОКОРОБ",30,1,1,2769.3,2307.75]
[null,"LDNL0-2011-1-QI-7-K01","Светильник LED настол. 2011 7Вт QI USB белый IEK","шт",null,"ГОФРОКОРОБ",30,1,1,3648.2,3040.1666666659999]
[null,"LDNL0-2011-1-QI-7-K02","Светильник LED настол. 2011 7Вт QI USB черный IEK","шт",null,"ГОФРОКОРОБ",30,1,1,3648.2,3040.1666666659999]
[null,"LDNL0-2013-1-VV-5-K01","Светильник LED настол. 2013 9Вт ночник белый IEK","шт",null,"ГОФРОКОРОБ",30,1,1,1801.54,1501.283333333]
[null,"LDNL0-2013-1-VV-5-K02","Светильник LED настол. 2013 9Вт ночник черный IEK","шт",null,"ГОФРОКОРОБ",30,1,1,1801.54,1501.283333333]
[null,"LDNL0-2018-1-VV-05-K01","Светильник LED настол. 2018 5Вт белый IEK","шт",null,"ГОФРОКОРОБ",6,1,1,3029.4,2524.5]
[null,"LDNL0-2018-1-VV-05-K02","Светильник LED настол. 2018 5Вт черный IEK","шт",null,"ГОФРОКОРОБ",6,1,1,3029.4,2524.5]
[null,"LDNL0-2019-1-VV-10-K02","Светильник LED настол. 2019 10Вт диммер черный IEK","шт",null,"ГОФРОКОРОБ",6,1,1,3359.2,2799.3333333330002]
[null,"LDNL0-2028-1-UV-05-K27","Светильник LED настол. 2028 5Вт USB серебро IEK","шт",null,"ГОФРОКОРОБ",12,1,1,2543.1999999999998,2119.3333333330002]
[null,"LDNL3-2012-1-VV-5-K01","Светильник LED настол. 2012 5Вт карман белый IEK","шт",null,"ГОФРОКОРОБ",50,1,1,1497.1,1247.5833333329999]
[null,"LDNL6-2029-1-VV-05-K01","Светильник LED настол. 2029 5Вт диммер белый IEK","шт",null,"ГОФРОКОРОБ",12,1,1,2206.6,1838.8333333329999]
[null,"LNNL0-1002-2-VV-40-K01","Светильник настол. 1002 на подстав. Е27 белый IEK","шт",null,"ГОФРОКОРОБ",20,1,1,821.95,684.95833333300004,526.048,438.37333333333333]
[null,"LNNL1-1001-2-VV-40-K07","Светильник настол. 1001 на прищепке Е27 синий IEK","шт",null,"ГОФРОКОРОБ",30,1,1,646.85,539.04166666599997,413.98399999999998,344.98666666666668]
[null,"LNNL4-1014-2-VV-40-K01","Светильник настол. 1014 на струбцине Е27 белый IEK","шт",null,"ГОФРОКОРОБ",12,1,1,1739.1,1449.25]
[null,"LNNL4-1014-2-VV-40-K02","Светильник настол. 1014 на струбцине Е27 черный IEK","шт",null,"ГОФРОКОРОБ",12,1,1,1739.1,1449.25]
[null,"LNNL5-1005-2-VV-40-K02","Светильник настол. 1005 с кармашком Е27 черный IEK","шт",null,"ГОФРОКОРОБ",20,1,1,804.95,670.79166666599997,515.16800000000001,429.30666666666667]
["10.02.07.02 Светильники-ночники"]
[null,"LDNN0-005-OV-P-00-S-K01","Светильник-ночник 005 овал 220В IEK","шт",null,"КОРОБКА/БОКС",100,1,1,296,246.666666666]
[null,"LDNN0-006-RD-P-00-S-K01","Светильник-ночник 006 круг 220В IEK","шт",null,"КОРОБКА/БОКС",100,1,1,330,275]
[null,"LDNN0-007-OV-P-08-S-K01","Светильник-ночник 007 овал 3 цв. темп. 220В IEK","шт",null,"КОРОБКА/БОКС",80,1,1,392,326.66666666600003]
[null,"LDNN0-008-RD-P-03-S-K01","Светильник-ночник 008 круг RGB+белый 220В IEK","шт",null,"КОРОБКА/БОКС",80,1,1,500,416.66666666600003]
[null,"LDNN1-002-OV-P-00-S-K01","Светильник-ночник 002 овал розетка 220В IEK","шт",null,"КОРОБКА/БОКС",100,1,1,820,683.33333333300004]
[null,"LDNN5-001-SQ-P-00-S-K01","Светильник-ночник 001 круг USB датчик осв. 220В IEK","шт",null,"КОРОБКА/БОКС",120,1,1,1040,866.66666666599997]
[null,"LDNN8-018-SQ-P-00-S-K01","Светильник-ночник 018 квадрат датчик осв. 220В IEK","шт",null,"ГОФРОКОРОБ",240,1,1,196,163.33333333300001]
["10.02.08 Светильники аккумуляторные и переносные"]
["10.02.08.01 Светильники аккумуляторные"]
[null,"LDBA0-3924-07-K01","Светильник ДБА 3924 аккумулятор 3ч 1,5Вт IEK","шт",null,"ГОФРОКОРОБ",100,1,1,472.97,394.14166666599999,302.70080000000002,252.25066666666666]
[null,"LDBA0-3926-30-K01","Светильник ДБА 3926 аккумулятор 3ч 3Вт IEK","шт",null,"ГОФРОКОРОБ",40,1,1,1262.3,1051.9166666660001,807.87199999999996,673.22666666666669]
[null,"LDBA0-3927-90-K01","Светильник ДБА 3927 аккумулятор 15ч 9Вт IEK","шт",null,"ГОФРОКОРОБ",8,1,1,3100.39,2583.658333333,1984.2496000000001,1653.5413333333333]
[null,"LDBA0-3929-120-K01","Светильник ДБА 3929 аккумулятор 3ч 24Вт IEK","шт",null,"ГОФРОКОРОБ",8,1,1,3690.92,3075.7666666660002,2362.1887999999999,1968.4906666666666]
[null,"LDBA0-3928-60-K01","Светильник ДБА 3928 аккумулятор 15ч 12Вт IEK","шт",null,"ГОФРОКОРОБ",12,1,1,2523.34,2102.783333333,1614.9376,1345.7813333333334]
["10.02.08.01.ХХ Продукция, выведенная из ассортимента"]
[null,"LDBA0-3927-57-K01","Светильник ДБА 3927 аккумулятор, 4ч, 57LED, IEK","шт",null,"ГОФРОКОРОБ",8,1,1,2157.13,1797.608333333,1380.5632000000001,1150.4693333333332]
["10.02.08.03 Светильники переносные УП"]
[null,"WSP20-05-K09","Светильник переносной УП-1Р плоская вилка (с выкл.) 5м IEK","шт",null,"КОРОБКА/БОКС",30,1,1,1056.24,880.2,675.99360000000001,563.32799999999997]
[null,"WSP20-10-K09","Светильник переносной УП-1Р плоская вилка (с выкл.) 10м IEK","шт",null,"КОРОБКА/БОКС",25,1,1,1485.38,1237.8166666659999,950.64319999999998,792.20266666666669]
["10.02.08.04 Светильники переносные ДРО"]
[null,"LDRO1-2060-04-10-K02","Светильник LED переносной ДРО 2060 IP44 шнур 10м черный IEK","шт",null,"ГОФРОКОРОБ",25,1,1,1419.12,1182.5999999999999,908.23680000000002,756.86400000000003]
[null,"LDRO2-2060-60-5M-K02","Светильник LED переносной ДРО 2060 IP44 шнур 5м черный IEK","шт",null,"ГОФРОКОРОБ",30,1,1,1224.72,1020.6,783.82079999999996,653.18399999999997]
[null,"LDRO1-2061-09-05-K02","Светильник LED переносной ДРО 2061 IP54 шнур 5м черный IEK","шт",null,"ГОФРОКОРОБ",25,1,1,1616.76,1347.3,1034.7264,862.27200000000005]
[null,"LDRO1-2061-09-10-K02","Светильник LED переносной ДРО 2061 IP54 шнур 10м черный IEK","шт",null,"ГОФРОКОРОБ",20,1,1,1950.48,1625.4,1248.3072,1040.2560000000001]
["10.03 Коммерческое освещение"]
["10.03.01 Панели светодиодные"]
["10.03.01.01 Светодиодные панели 20мм"]
[null,"LDVO0-6562P-36-5000-K01","Светильник LED ДВО 6562-P 36Вт 5000К 595х595х20 призма IEK","шт",null,"ГОФРОКОРОБ",4,4,4,1477.06,1230.8833333330001,945.3184,787.76533333333339]
[null,"LDVO0-6573P-24-4000-K01","Светильник LED ДВО 6573-P 24Вт 4000К 595х595х20 призма IEK","шт",null,"ГОФРОКОРОБ",6,6,6,1214.78,1012.3166666659999,777.45920000000001,647.88266666666664]
[null,"LDVO2-6560-36-6500-U-K01","Светильник светодиодный ДВО 6560-P 36Вт 6500К 595х595х20 призма IEK","шт",null,"КОРОБКА/БОКС",4,4,4,1477.06,1230.8833333330001,945.3184,787.76533333333339]
[null,"LDVO2-6561-36-4000-U-K01","Светильник светодиодный ДВО 6561-P 36Вт 4000К 595х595х20 призма IEK","шт",null,"КОРОБКА/БОКС",4,4,4,1477.06,1230.8833333330001,945.3184,787.76533333333339]
[null,"LDVO2-6571-45-4000-K01","Светильник LED ДВО 6571-P 45Вт 4000К призма IEK","шт",null,"ГОФРОКОРОБ",4,4,4,1895.71,1579.7583333330001,1213.2544,1011.0453333333334]
[null,"LDVO2-6572-45-6500-K01","Светильник LED ДВО 6572-P 45Вт 6500К призма IEK","шт",null,"ГОФРОКОРОБ",4,4,4,1895.71,1579.7583333330001,1213.2544,1011.0453333333334]
[null,"LDVO2-6573-24-6500-K01","Светильник LED ДВО 6573-P 24Вт 6500К 595х595х20 призма IEK","шт",null,"ГОФРОКОРОБ",6,6,6,1214.78,1012.3166666659999]
[null,"LDVO2-6567-36-4000-K01","Светильник светодиодный ДВО 6567-P 36Вт 4000К 1200х180х20 призма IEK","шт",null,"КОРОБКА/БОКС",4,4,4,1455.18,1212.6500000000001,931.3152,776.096]
[null,"LDVO2-6568-36-6500-K01","Светильник светодиодный ДВО 6568-P 36Вт 6500К 1200х180х20 призма IEK","шт",null,"КОРОБКА/БОКС",4,4,4,1455.18,1212.6500000000001,931.3152,776.096]
[null,"LDVO3-6567-36-4000-K01","Светильник светодиодный ДВО 6567-O 36Вт 4000К 1200х180х20 опал IEK","шт",null,"КОРОБКА/БОКС",4,4,4,1550.33,1291.9416666659999,992.21119999999996,826.84266666666667]
[null,"LDVO3-6568-36-6500-K01","Светильник светодиодный ДВО 6568-O 36Вт 6500К 1200х180х20 опал IEK","шт",null,"КОРОБКА/БОКС",4,4,4,1550.33,1291.9416666659999,992.21119999999996,826.84266666666667]
[null,"LDVO0-6562O-36-5000-K01","Светильник LED ДВО 6562-O 36Вт 5000К 595х595х20 опал IEK","шт",null,"ГОФРОКОРОБ",4,4,4,1527.91,1273.2583333330001,977.86239999999998,814.88533333333328]
[null,"LDVO0-6573O-24-4000-K01","Светильник LED ДВО 6573-O 24Вт 4000К 595х595х20 опал IEK","шт",null,"ГОФРОКОРОБ",6,6,6,1275.52,1062.9333333330001,816.33280000000002,680.27733333333333]
[null,"LDVO0-6573O-24-6500-K01","Светильник LED ДВО 6573-O 24Вт 6500К 595х595х20 опал IEK","шт",null,"ГОФРОКОРОБ",6,6,6,1275.52,1062.9333333330001,816.33280000000002,680.27733333333333]
[null,"LDVO3-6560-36-6500-A-K01","Светильник LED ДВО 6560-O 36Вт 6500К опал совм. БАП IEK","шт","Заказная","ГОФРОКОРОБ",4,4,4,1616.05,1346.7083333329999]
[null,"LDVO3-6560-36-6500-U-K01","Светильник светодиодный ДВО 6560-O 36Вт 6500К 595х595х20 опал IEK","шт",null,"КОРОБКА/БОКС",4,4,4,1527.91,1273.2583333330001,977.86239999999998,814.88533333333328]
[null,"LDVO3-6561-36-4000-A-K01","Светильник LED ДВО 6561-O 36Вт 4000К опал совм. БАП IEK","шт","Заказная","ГОФРОКОРОБ",4,4,4,1616.05,1346.7083333329999]
[null,"LDVO3-6561-36-4000-U-K01","Светильник светодиодный ДВО 6561-О 36Вт 4000К 595х595х20 опал IEK","шт",null,"КОРОБКА/БОКС",4,4,4,1527.91,1273.2583333330001,977.86239999999998,814.88533333333328]
[null,"LDVO3-6571-45-4000-K01","Светильник LED ДВО 6571-O 45Вт 4000К опал IEK","шт",null,"ГОФРОКОРОБ",4,4,4,2012.39,1676.9916666659999,1287.9295999999999,1073.2746666666667]
[null,"LDVO3-6572-45-6500-K01","Светильник LED ДВО 6572-O 45Вт 6500К опал IEK","шт",null,"ГОФРОКОРОБ",4,4,4,2012.39,1676.9916666659999,1287.9295999999999,1073.2746666666667]
["10.03.01.02.01 Светодиодные панели 20мм"]
[null,"LDVO0-6575-40-4000-K01","Панель LED ДВО 6575 595х595х20мм 40Вт 4000К опал IEK","шт",null,"ГОФРОКОРОБ",4,4,4,2065.67,1721.391666666,1322.0288,1101.6906666666666]
[null,"LDVO0-6575-40-6500-K01","Панель LED ДВО 6575 595х595х20мм 40Вт 6500К опал IEK","шт",null,"ГОФРОКОРОБ",4,4,4,2065.67,1721.391666666,1322.0288,1101.6906666666666]
[null,"LDVO0-6576-50-4000-K01","Панель LED ДВО 6576 595х595х20мм 50Вт 4000К опал IEK","шт",null,"ГОФРОКОРОБ",4,4,4,2410.7199999999998,2008.9333333330001,1542.8607999999999,1285.7173333333333]
[null,"LDVO0-6576-50-6500-K01","Панель LED ДВО 6576 595х595х20мм 50Вт 6500К опал IEK","шт",null,"ГОФРОКОРОБ",4,4,4,2410.7199999999998,2008.9333333330001,1542.8607999999999,1285.7173333333333]
["10.03.01.02.02 Светодиодные панели ультратонкие"]
[null,"LDVO0-40-0-E-K01","LED-драйвер тип ДВ SESA-ADH40W-SN Е, для LED светильников 40Вт IEK","шт",null,"КОРОБКА/БОКС",50,1,1,765.97,638.30833333299995,490.2208,408.51733333333334]
[null,"LDVO0-36-0-E-K01","LED-драйвер MG-40-600-01 E, для LED светильников 36Вт, IEK","шт",null,"КОРОБКА/БОКС",100,1,1,691.12,575.93333333299995,442.3168,368.59733333333332]
[null,"LDVO0-6565-36-0-4000-K01","Светильник светодиодный ДВО 6565 eco 36Вт S 4000К IEK","шт",null,"ГОФРОКОРОБ",6,6,6,2421.6999999999998,2018.0833333329999,1549.8879999999999,1291.5733333333333]
[null,"LDVO0-6566-36-0-6500-K01","Светильник светодиодный ДВО 6566 eco 36Вт S 6500К IEK","шт",null,"ГОФРОКОРОБ",6,6,6,2421.6999999999998,2018.0833333329999,1549.8879999999999,1291.5733333333333]
[null,"LDVO0-6574-40-4000-K01","Светильник светодиодный ДВО 6574 40Вт S 4000К IEK","шт",null,"ГОФРОКОРОБ",5,5,5,2683.51,2236.2583333329999,1717.4464,1431.2053333333333]
[null,"LDVO0-6574-40-6500-K01","Светильник светодиодный ДВО 6574 40Вт S 6500К IEK","шт",null,"ГОФРОКОРОБ",5,5,5,2683.51,2236.2583333329999]
[null,"LDVO1-6565-36-0-4000-K01","Светильник светодиодный ДВО 6565 eco 36Вт W 4000К IEK","шт",null,"ГОФРОКОРОБ",6,6,6,2293.5,1911.25,1467.84,1223.2]
[null,"LDVO1-6566-36-0-6500-K01","Светильник светодиодный ДВО 6566 eco 36Вт W 6500К IEK","шт",null,"ГОФРОКОРОБ",6,6,6,2293.5,1911.25,1467.84,1223.2]
["10.03.01.03 Светодиодные панели 45мм PRO РФ"]
[null,"LDVO1-40306-30-6500-K01","Светильник LED ДВО 40306 PRO 30Вт 6500К 595х595х45 пр. IEK","шт",null,"ГОФРОКОРОБ",4,1,1,5124.47,4270.3916666659998]
[null,"LDVO2-403061-30-6500-K01","Светильник LED ДВО 40306-1 PRO 30Вт 6500К 595х595х45 оп. IEK","шт",null,"ГОФРОКОРОБ",4,1,1,5254.48,4378.7333333329998]
["10.03.01.06 Аксессуары к панелям светодиодным"]
[null,"LDVO1D-PLN-6368","Комплект крепежных элементов №1 (накладной монтаж) IEK","шт",null,"КОРОБКА/БОКС",100,1,1,187.9,156.58333333300001]
[null,"LDVO2D-PLP-6368","Комплект крепежных элементов №2 (подвесной монтаж) IEK","шт",null,"КОРОБКА/БОКС",50,1,1,761.63,634.69166666599995,487.44319999999999,406.20266666666669]
["10.03.02 Светильники для торгового освещения"]
["10.03.02.01.01 Даунлайты классические 1611-1615"]
[null,"LDVO0-1611-07-3000-K01","Светильник LED ДВО 1611 белый круг 7Вт 3000К IP20 IEK","шт",null,"ГОФРОКОРОБ",100,1,1,153.32,127.76666666600001,98.124799999999993,81.770666666666671]
[null,"LDVO0-1611-07-4000-K01","Светильник LED ДВО 1611 белый круг 7Вт 4000К IP20 IEK","шт",null,"ГОФРОКОРОБ",100,1,1,189.29,157.74166666599999,121.1456,100.95466666666667]
[null,"LDVO0-1612-09-3000-K01","Светильник LED ДВО 1612 белый круг 9Вт 3000К IP20 IEK","шт",null,"ГОФРОКОРОБ",80,1,1,246.92,205.76666666599999,158.02879999999999,131.69066666666666]
[null,"LDVO0-1612-09-4000-K01","Светильник LED ДВО 1612 белый круг 9Вт 4000К IP20 IEK","шт",null,"ГОФРОКОРОБ",80,1,1,246.92,205.76666666599999,158.02879999999999,131.69066666666666]
[null,"LDVO0-1613-12-3000-K01","Светильник LED ДВО 1613 белый круг 12Вт 3000К IP20 IEK","шт",null,"ГОФРОКОРОБ",60,1,1,329.71,274.758333333,211.01439999999999,175.84533333333334]
[null,"LDVO0-1613-12-4000-K01","Светильник LED ДВО 1613 белый круг 12Вт 4000К IP20 IEK","шт",null,"ГОФРОКОРОБ",60,1,1,329.71,274.758333333,211.01439999999999,175.84533333333334]
[null,"LDVO0-1614-20-4000-K01","Светильник LED ДВО 1614 белый круг 20Вт 4000К IP20 IEK","шт",null,"ГОФРОКОРОБ",30,1,1,443.46,369.55,283.81439999999998,236.512]
[null,"LDVO0-1614-20-6500-K01","Светильник LED ДВО 1614 белый круг 20Вт 6500К IP20 IEK","шт",null,"ГОФРОКОРОБ",30,1,1,443.46,369.55,283.81439999999998,236.512]
[null,"LDVO0-1615-24-4000-K01","Светильник LED ДВО 1615 белый круг 24Вт 4000К IP20 IEK","шт",null,"ГОФРОКОРОБ",30,1,1,578.29999999999995,481.91666666600003,370.11200000000002,308.42666666666668]
[null,"LDVO0-1615-24-6500-K01","Светильник LED ДВО 1615 белый круг 24Вт 6500К IP20 IEK","шт",null,"ГОФРОКОРОБ",30,1,1,578.29999999999995,481.91666666600003,370.11200000000002,308.42666666666668]
["10.03.02.01.02 Даунлайты классические 1701-1704"]
[null,"LDVO0-1702-12-4000-K01","Светильник LED ДВО 1702 белый круг 12Вт 4000K IP40 IEK","шт",null,"ГОФРОКОРОБ",40,1,1,482.18,401.816666666,308.59519999999998,257.16266666666667]
[null,"LDVO0-1703-18-4000-K01","Светильник LED ДВО 1703 белый круг 18Вт 4000K IP40 IEK","шт",null,"ГОФРОКОРОБ",30,1,1,673.8,561.5,431.23200000000003,359.36]
[null,"LDVO0-1703-18-6500-K01","Светильник LED ДВО 1703 белый круг 18Вт 6500K IP40 IEK","шт",null,"ГОФРОКОРОБ",30,1,1,673.8,561.5]
[null,"LDVO0-1701-09-3000-K01","Светильник LED ДВО 1701 белый круг 9Вт 3000K IP40 IEK","шт",null,"ГОФРОКОРОБ",50,1,1,334.04,278.36666666600001,213.78559999999999,178.15466666666666]
[null,"LDVO0-1701-09-4000-K01","Светильник LED ДВО 1701 белый круг 9Вт 4000K IP40 IEK","шт",null,"ГОФРОКОРОБ",50,1,1,334.04,278.36666666600001,213.78559999999999,178.15466666666666]
["10.03.02.01.03 Даунлайты классические 1711-1717"]
[null,"LDVO0-1711-05-4000-K01","Светильник LED ДВО 1711 белый круг 5Вт 4000К IP40 IEK","шт",null,"ГОФРОКОРОБ",60,1,1,356.17,296.80833333300001,227.94880000000001,189.95733333333334]
[null,"LDVO0-1712-07-4000-K01","Светильник LED ДВО 1712 белый круг 7Вт 4000К IP40 IEK","шт",null,"ГОФРОКОРОБ",60,1,1,271.04000000000002,225.86666666599999]
[null,"LDVO0-1713-09-4000-K01","Светильник LED ДВО 1713 белый круг 9Вт 4000К IP40 IEK","шт",null,"ГОФРОКОРОБ",60,1,1,470.8,392.33333333299998,301.31200000000001,251.09333333333333]
[null,"LDVO0-1713-09-6500-K01","Светильник LED ДВО 1713 белый круг 9Вт 6500К IP40 IEK","шт",null,"ГОФРОКОРОБ",60,1,1,440,366.66666666600003]
[null,"LDVO0-1714-12-4000-K01","Светильник LED ДВО 1714 белый круг 12Вт 4000К IP40 IEK","шт",null,"ГОФРОКОРОБ",60,1,1,614.09,511.74166666600001,393.01760000000002,327.51466666666664]
[null,"LDVO0-1714-12-6500-K01","Светильник LED ДВО 1714 белый круг 12Вт 6500К IP40 IEK","шт",null,"ГОФРОКОРОБ",60,1,1,574,478.33333333299998]
[null,"LDVO0-1715-15-4000-K01","Светильник LED ДВО 1715 белый круг 15Вт 4000К IP40 IEK","шт",null,"ГОФРОКОРОБ",60,1,1,716.9,597.41666666599997,458.81599999999997,382.34666666666669]
[null,"LDVO0-1716-18-4000-K01","Светильник LED ДВО 1716 белый круг 18Вт 4000К IP40 IEK","шт",null,"ГОФРОКОРОБ",40,1,1,813.2,677.66666666599997,520.44799999999998,433.70666666666665]
[null,"LDVO0-1716-18-6500-K01","Светильник LED ДВО 1716 белый круг 18Вт 6500К IP40 IEK","шт",null,"ГОФРОКОРОБ",40,1,1,760,633.33333333300004]
["10.03.02.01.04 Даунлайты стеклянные 1620-1625"]
[null,"LDVO0-1620-06-3000-K01","Светильник LED ДВО 1620 со стекл. круг 6Вт 3000К IP20 IEK","шт",null,"ГОФРОКОРОБ",60,1,1,520.4,433.66666666600003,333.05599999999998,277.54666666666668]
[null,"LDVO0-1620-06-4000-K01","Светильник LED ДВО 1620 со стекл. круг 6Вт 4000К IP20 IEK","шт",null,"ГОФРОКОРОБ",60,1,1,520.4,433.66666666600003,333.05599999999998,277.54666666666668]
[null,"LDVO0-1621-12-4000-K01","Светильник LED ДВО 1621 со стекл. круг 12Вт 4000К IP20 IEK","шт",null,"ГОФРОКОРОБ",30,1,1,848.52,707.1,543.05280000000005,452.54399999999998]
[null,"LDVO0-1622-18-4000-K01","Светильник LED ДВО 1622 со стекл. круг 18Вт 4000К IP20 IEK","шт",null,"ГОФРОКОРОБ",20,1,1,1171.75,976.45833333300004,749.92,624.93333333333328]
[null,"LDVO0-1623-06-4000-K01","Светильник LED ДВО 1623 со стекл. квадр. 6Вт 4000К IP20 IEK","шт",null,"ГОФРОКОРОБ",60,1,1,576.52,480.43333333300001,368.97280000000001,307.47733333333332]
[null,"LDVO0-1624-12-4000-K01","Светильник LED ДВО 1624 со стекл. квадр. 12Вт 4000К IP20 IEK","шт",null,"ГОФРОКОРОБ",30,1,1,922.27,768.55833333299995,590.25279999999998,491.87733333333335]
[null,"LDVO0-1625-18-4000-K01","Светильник LED ДВО 1625 со стекл. квадр. 18Вт 4000К IP20 IEK","шт",null,"ГОФРОКОРОБ",20,1,1,1287.4000000000001,1072.8333333329999,823.93600000000004,686.61333333333334]
["10.03.02.02.01 Даунлайты 1601-1610, 1631-1634"]
[null,"LDVO0-1602-1-7-K02","Светильник ДВО 1602 белый круг LED 7Вт 4000К IP20 IEK","шт",null,"КОРОБКА/БОКС",50,1,1,443.1,369.25,283.584,236.32]
[null,"LDVO0-1605-1-12-K02","Светильник ДВО 1605 белый круг LED 12Вт 4000K IP20 IEK","шт",null,"КОРОБКА/БОКС",40,1,1,693.28,577.73333333300002,443.69920000000002,369.74933333333331]
[null,"LDVO0-1606-1-12-6500-K01","Светильник ДВО 1606 белый круг LED 12Вт 6500 IP20 IEK","шт",null,"КОРОБКА/БОКС",40,1,1,693.28,577.73333333300002,443.69920000000002,369.74933333333331]
[null,"LDVO0-1607-1-18-K01","Светильник ДВО 1607 белый, круг LED 18Вт 4000 IP20 IEK","шт",null,"КОРОБКА/БОКС",20,1,1,1451.03,1209.1916666659999,928.65920000000006,773.88266666666664]
[null,"LDVO0-1608-1-18-6500-K01","Светильник ДВО 1608 белый, круг LED 18Вт 6500 IP20 IEK","шт",null,"КОРОБКА/БОКС",20,1,1,1451.03,1209.1916666659999,928.65920000000006,773.88266666666664]
[null,"LDVO0-1609-1-24-4000-K01","Светильник ДВО 1609 белый, круг LED 24Вт 4000 IP20 IEK","шт",null,"КОРОБКА/БОКС",20,1,1,2036,1696.6666666660001,1303.04,1085.8666666666666]
[null,"LDVO0-1610-1-24-6500-K01","Светильник ДВО 1610 белый, круг LED 24Вт 6500 IP20 IEK","шт",null,"КОРОБКА/БОКС",20,1,1,2036,1696.6666666660001,1303.04,1085.8666666666666]
[null,"LDVO0-1601-1-7-K01","Светильник ДВО 1601 белый круг LED 7Вт 3000 IP20 IEK","шт",null,"КОРОБКА/БОКС",50,1,1,474.12,395.1,303.43680000000001,252.864]
["10.03.02.03 Светильники трековые"]
[null,"LT-DSO0-1301-10-40-K01","Светильник LED ДТО 1301 10Вт 4000К 24град белый IEK","шт",null,"ГОФРОКОРОБ",50,1,1,856.66,713.883333333]
[null,"LT-DSO0-1301-10-40-K02","Светильник LED ДТО 1301 10Вт 4000К 24град черный IEK","шт",null,"ГОФРОКОРОБ",50,1,1,856.66,713.883333333]
[null,"LT-DSO0-1302-20-40-K01","Светильник LED ДТО 1302 20Вт 4000К 24град белый IEK","шт",null,"ГОФРОКОРОБ",50,1,1,1114.6400000000001,928.86666666600001]
[null,"LT-DSO0-1302-20-40-K02","Светильник LED ДТО 1302 20Вт 4000К 24град черный IEK","шт",null,"ГОФРОКОРОБ",50,1,1,1114.6400000000001,928.86666666600001]
[null,"LT-DSO0-1303-30-40-K01","Светильник LED ДТО 1303 30Вт 4000К 24град белый IEK","шт",null,"ГОФРОКОРОБ",40,1,1,1421.28,1184.4000000000001]
[null,"LT-DSO0-1303-30-40-K02","Светильник LED ДТО 1303 30Вт 4000К 24град черный IEK","шт",null,"ГОФРОКОРОБ",40,1,1,1421.28,1184.4000000000001,909.61919999999998,758.01599999999996]
[null,"LT-DSO0-1304-40-40-K01","Светильник LED ДТО 1304 40Вт 4000К 24град белый IEK","шт",null,"ГОФРОКОРОБ",30,1,1,1907.59,1589.658333333]
[null,"LT-DSO0-1304-40-40-K02","Светильник LED ДТО 1304 40Вт 4000К 24град черный IEK","шт",null,"ГОФРОКОРОБ",30,1,1,1907.59,1589.658333333,1220.8576,1017.3813333333334]
[null,"LT-DSO0-1401-06-40-K01","Светильник LED ДТО 1401 6Вт 4000К 50град белый IEK","шт",null,"ГОФРОКОРОБ",50,1,1,508.46,423.71666666599998]
[null,"LT-DSO0-1402-08-40-K01","Светильник LED ДТО 1402 8Вт 4000К 50град белый IEK","шт",null,"ГОФРОКОРОБ",50,1,1,556.24,463.53333333299997]
[null,"LT-DSO0-1401-06-40-K02","Светильник LED ДТО 1401 6Вт 4000К 50град черный IEK","шт",null,"ГОФРОКОРОБ",50,1,1,508.46,423.71666666599998]
[null,"LT-DSO0-1402-08-40-K02","Светильник LED ДТО 1402 8Вт 4000К 50град черный IEK","шт",null,"ГОФРОКОРОБ",50,1,1,556.24,463.53333333299997]
[null,"LT-DSO0-1403-10-40-K01","Светильник LED ДТО 1403 10Вт 4000К 50град белый IEK","шт",null,"ГОФРОКОРОБ",50,1,1,590.36,491.96666666599998]
[null,"LT-DSO0-1403-10-40-K02","Светильник LED ДТО 1403 10Вт 4000К 50град черный IEK","шт",null,"ГОФРОКОРОБ",50,1,1,590.36,491.96666666599998]
["10.03.02.04.01 Светильники линейные 1010, 1011"]
[null,"LT-LDCK-0-1011-020-40-K02","Светильник LED лин. 1011 20Вт 4000К 600мм черн. IEK","шт",null,"ГОФРОКОРОБ",20,1,1,2814.04,2345.033333333,1800.9856,1500.8213333333333]
[null,"LT-LDCK-0-1011-040-40-K02","Светильник LED лин. 1011 40Вт 4000К 1200мм черн. IEK","шт",null,"ГОФРОКОРОБ",12,1,1,3803.8,3169.8333333330002,2434.4319999999998,2028.6933333333334]
[null,"LT-LDCK-8-1010-020-40-K02","Светильник LED лин. магист. 1010 20Вт 4000К 600мм черн. IEK","шт",null,"ГОФРОКОРОБ",20,1,1,3116.64,2597.1999999999998,1994.6496,1662.2080000000001]
[null,"LT-LDCK-8-1010-040-40-K02","Светильник LED лин. магист. 1010 40Вт 4000К 1200мм черн. IEK","шт",null,"ГОФРОКОРОБ",12,1,1,4090.13,3408.4416666659999,2617.6831999999999,2181.4026666666668]
[null,"LT-LDCKD-KMRP-K47","Комплект монт. для рееч. потолка для свет. LED лин. IEK","компл",null,"ГОФРОКОРОБ",300,1,1,140,116.666666666,89.6,74.666666666666671]
[null,"LT-LDCKD-KP-D15-1010-K02","Кабель питан. 1,5м чер. для светильника LED линейн. 1010 IEK","шт",null,"ГОФРОКОРОБ",100,1,1,495,412.5,316.8,264]
[null,"LT-LDCKD-KPM-K47","Комплект для подвесного монтажа для свет. LED лин. черн. IEK","компл",null,"ГОФРОКОРОБ",120,1,1,240,200,153.6,128]
[null,"LT-LDCK-L-1010-08-40-K02","Светильник LED L-образн. 1010 8Вт 4000К 117х117мм чер. IEK","шт",null,"ГОФРОКОРОБ",50,1,1,1526.92,1272.4333333330001,977.22879999999998,814.35733333333337]
[null,"LT-LDCK-T-1010-10-40-K02","Светильник LED T-образн. 1010 10Вт 4000К 117х180мм чер. IEK","шт",null,"ГОФРОКОРОБ",50,1,1,1773.28,1477.733333333,1134.8992000000001,945.74933333333331]
[null,"LT-LDCK-X-1010-12-40-K02","Светильник LED X-образн. 1010 12Вт 4000К 180х180мм чер. IEK","шт",null,"ГОФРОКОРОБ",50,1,1,2179.7800000000002,1816.483333333,1395.0591999999999,1162.5493333333334]
["10.03.02.05 Шинопровод для трековых светильников"]
[null,"LPK0D-SLU-1-K01","Соединитель L-обр. для однофазного ШП белый IEK","шт","Заказная","КОРОБКА/БОКС",100,2,2,292.75,243.95833333300001]
[null,"LPK0D-SPD-1-D15-K01-1","Шинопровод осветительный однофазный 1,5м белый + компл. IEK","шт","Заказная","КОРОБКА/БОКС",20,1,1,1420.38,1183.6500000000001]
[null,"LPK0D-SPV-1-K01","Соединитель прямой внутренний для однофазного ШП белый IEK","шт","Заказная","КОРОБКА/БОКС",100,2,2,207.86,173.21666666600001]
["10.04 Промышленное освещение"]
["10.04.01 Светильники пылевлагозащищенные ДСП"]
["10.04.01.01 Светильники ДСП 1304-1307, 1318, 1319"]
[null,"LT-DSP0D-R-0690-K01","Решетка защитная для светильников ДСП 690мм белая IEK","шт","Заказная","ГОФРОКОРОБ",5,1,1,1700,1416.6666666660001,1088,906.66666666666663]
[null,"LT-DSP0D-R-1300-K01","Решетка защитная для светильников ДСП 1300мм белая IEK","шт",null,"ГОФРОКОРОБ",5,1,1,1800,1500,1152,960]
[null,"LDSP0-1304-18-4500-K01","Светильник ДСП 1304 18Вт 4000К IP65 600мм серый пластик IEK","шт",null,"ГОФРОКОРОБ",12,1,1,1751.7,1459.75,1121.088,934.24]
[null,"LDSP0-1305-18-6500-K01","Светильник ДСП 1305 18Вт 6500К IP65 600мм серый пластик IEK","шт",null,"ГОФРОКОРОБ",12,1,1,1751.7,1459.75,1121.088,934.24]
[null,"LDSP0-1306-36-4500-K01","Светильник ДСП 1306 36Вт 4000К IP65 1200мм серый пластик IEK","шт",null,"ГОФРОКОРОБ",12,1,1,2782.12,2318.4333333330001,1780.5568000000001,1483.7973333333334]
[null,"LDSP0-1307-36-6500-K01","Светильник ДСП 1307 36Вт 6500К IP65 1200мм серый пластик IEK","шт",null,"ГОФРОКОРОБ",12,1,1,2782.12,2318.4333333330001,1780.5568000000001,1483.7973333333334]
[null,"LDSP0-1318-48-4500-K03","Светильник ДСП 1318 48Вт 4000К IP65 1500мм серый пластик IEK","шт",null,"ГОФРОКОРОБ",12,1,1,3276,2730,2096.64,1747.2]
[null,"LDSP0-1319-48-6500-K03","Светильник ДСП 1319 48Вт 6500К IP65 1500мм серый пластик IEK","шт",null,"ГОФРОКОРОБ",12,1,1,3276,2730,2096.64,1747.2]
[null,"LDSP2-1304D-18-4500-K03","Светильник ДСП 1304Д 18Вт 4000К IP65 600мм серый пластик IEK","шт",null,"ГОФРОКОРОБ",12,1,1,2877.88,2398.2333333329998,1841.8432,1534.8693333333333]
[null,"LDSP2-1305D-18-6500-K03","Светильник ДСП 1305Д 18Вт 6500К IP65 600мм серый пластик IEK","шт",null,"ГОФРОКОРОБ",12,1,1,2568,2140,1643.52,1369.6]
[null,"LDSP6-1306A-36-4000-K01","Светильник авар. ДСП 1306А 36Вт 1ч 4000К IP65 1200мм IEK","шт",null,"ГОФРОКОРОБ",12,1,1,7500,6250,4800,4000]
[null,"LDSP6-1307A-36-6500-K01","Светильник авар. ДСП 1307А 36Вт 1ч 6500К IP65 1200мм IEK","шт",null,"ГОФРОКОРОБ",12,1,1,7500,6250,4800,4000]
["10.04.01.02 Светильники ДСП 1308-1313"]
[null,"LDSP0-1312-48-4000-K01","Светильник ДСП 1312 48Вт 4000К IP65 белый пластик IEK","шт",null,"ГОФРОКОРОБ",28,1,1,2381.5,1984.5833333329999,1524.16,1270.1333333333334]
[null,"LDSP0-1313-48-6500-K01","Светильник ДСП 1313 48Вт 6500К IP65 белый пластик IEK","шт",null,"ГОФРОКОРОБ",28,1,1,2381.5,1984.5833333329999,1524.16,1270.1333333333334]
[null,"LDSP0-1308-18-4000-K01","Светильник ДСП 1308 18Вт 4000К IP65 600мм белый пластик IEK","шт",null,"ГОФРОКОРОБ",28,1,1,1106.95,922.45833333300004,708.44799999999998,590.37333333333333]
[null,"LDSP0-1309-18-6500-K01","Светильник ДСП 1309 18Вт 6500К IP65 600мм белый пластик IEK","шт",null,"ГОФРОКОРОБ",28,1,1,1106.95,922.45833333300004,708.44799999999998,590.37333333333333]
[null,"LDSP0-1310-36-4000-K01","Светильник ДСП 1310 36Вт 4000К IP65 1200мм белый пластик IEK","шт",null,"ГОФРОКОРОБ",28,1,1,1587.66,1323.05,1016.1024,846.75199999999995]
[null,"LDSP0-1311-36-6500-K01","Светильник ДСП 1311 36Вт 6500К IP65 1200мм белый пластик IEK","шт",null,"ГОФРОКОРОБ",28,1,1,1587.66,1323.05,1016.1024,846.75199999999995]
["10.04.01.03 Светильники ДСП 1401, 1403"]
[null,"LDSP2-1401-40-K23","Светильник ДСП 1401 40Вт IP65 серебристый (аналог ЛСП-2х36вт) IEK","шт",null,"ГОФРОКОРОБ",9,1,1,6069.13,5057.6083333329998,3884.2431999999999,3236.8693333333335]
[null,"LDSP2-1403-72-K23","Светильник ДСП 1403 70Вт IP65 серебристый (аналог ЛСП-2х58вт) IEK","шт",null,"ГОФРОКОРОБ",6,1,1,14693.65,12244.708333332999,9403.9359999999997,7836.6133333333337]
["10.04.01.04 Светильники ДСП 2101, 2102, 2201, 2202"]
[null,"LDSP0-2101-1X060-K01","Светильник ДСП 2101 под LED лампу 1хT8 600мм IP65 IEK","шт",null,"ГОФРОКОРОБ",10,1,1,992.29,826.90833333299997,635.06560000000002,529.22133333333329]
[null,"LDSP0-2101-2X060-K01","Светильник ДСП 2102 под LED лампу 2хT8 600мм IP65 IEK","шт",null,"ГОФРОКОРОБ",10,1,1,1217.18,1014.3166666659999,778.99519999999995,649.16266666666661]
[null,"LDSP0-2201-1X120-K01","Светильник ДСП 2201 под LED лампу 1хT8 1200мм IP65 IEK","шт",null,"ГОФРОКОРОБ",10,1,1,1547.98,1289.983333333,990.70719999999994,825.58933333333334]
[null,"LDSP0-2202-2X120-K01","Светильник ДСП 2202 под LED лампу 2хT8 1200мм IP65 IEK","шт",null,"ГОФРОКОРОБ",10,1,1,1565.6,1304.6666666660001,1001.984,834.98666666666668]
["10.04.01.05 Светильники ДСП 1320-1326"]
[null,"LT-DSP0-1321-040-50-K01","Светильник ДСП 1321 40Вт 5000К IP65 600мм пласт. серый IEK","шт",null,"ГОФРОКОРОБ",8,1,1,3100,2583.3333333330002,1984,1653.3333333333333]
[null,"LT-DSP0-1322-040-50-K01","Светильник ДСП 1322 40Вт 5000К IP65 1200мм пласт. серый IEK","шт",null,"ГОФРОКОРОБ",12,1,1,3300,2750,2112,1760]
[null,"LT-DSP0-1323-060-50-K01","Светильник ДСП 1323 60Вт 5000К IP65 1200мм пласт. серый IEK","шт",null,"ГОФРОКОРОБ",12,1,1,3900,3250,2496,2080]
[null,"LT-DSP0-1320-020-50-K01","Светильник ДСП 1320 20Вт 5000К IP65 600мм пласт. серый IEK","шт",null,"ГОФРОКОРОБ",12,1,1,2100,1750,1344,1120]
["10.04.02 Светильники пылевлагозащищенные ЛСП"]
["10.04.02.01 Светильники ЛСП ЭПРА"]
[null,"LLSP3-3907-1-18-K03","Светильник ЛСП3907 ЭПРА 1х18Вт IP65 IEK","шт",null,"ГОФРОКОРОБ",10,1,1,1738.97,1449.141666666,1112.9408000000001,927.45066666666662]
[null,"LLSP3-3908-1-36-K03","Светильник ЛСП3908 ЭПРА 1х36Вт IP65 IEK","шт",null,"ГОФРОКОРОБ",10,1,1,2585.29,2154.408333333,1654.5856000000001,1378.8213333333333]
[null,"LLSP3-3907A-2-18-K03","Светильник ЛСП3907A ЭПРА 2х18Вт IP65 IEK","шт",null,"ГОФРОКОРОБ",8,1,1,2304.02,1920.016666666,1474.5727999999999,1228.8106666666667]
[null,"LLSP3-3908A-2-36-K03","Светильник ЛСП3908A ЭПРА 2х36Вт IP65 IEK","шт",null,"ГОФРОКОРОБ",8,1,1,3439.46,2866.216666666,2201.2543999999998,1834.3786666666667]
["10.04.02.ХХ Продукция, выведенная из ассортимента"]
[null,"LLSP2-3901A-2-18-K03","Светильник ЛСП3901А ABS/PS 2х18Вт IP65 IEK","шт",null,"ГОФРОКОРОБ",8,1,1,2327.27,1939.391666666,1489.4528,1241.2106666666666]
[null,"LLSP2-3902A-2-36-K03","Светильник ЛСП3902А ABS/PS 2х36Вт IP65 IEK","шт",null,"ГОФРОКОРОБ",6,1,1,2156.0100000000002,1796.675]
["10.04.03 Светильники для высоких пролетов"]
["10.04.03.01 Светильники ДСП 4001-4006"]
[null,"LDSP0-4001-100-40-K23","Светильник ДСП 4001 100Вт 4000К IP65 алюминий IEK","шт",null,"ГОФРОКОРОБ",1,1,1,6403.96,5336.6333333330003,4098.5343999999996,3415.4453333333331]
[null,"LDSP0-4002-100-65-K23","Светильник ДСП 4002 100Вт 6500К IP65 алюминий IEK","шт",null,"ГОФРОКОРОБ",1,1,1,6403.96,5336.6333333330003,4098.5343999999996,3415.4453333333331]
[null,"LDSP0-4003-150-40-K23","Светильник ДСП 4003 150Вт 4000К IP65 алюминий IEK","шт",null,"ГОФРОКОРОБ",1,1,1,9549.76,7958.1333333330003,6111.8464000000004,5093.2053333333333]
[null,"LDSP0-4004-150-65-K23","Светильник ДСП 4004 150Вт 6500К IP65 алюминий IEK","шт",null,"ГОФРОКОРОБ",1,1,1,9549.76,7958.1333333330003,6111.8464000000004,5093.2053333333333]
[null,"LDSP0-4005-200-40-K23","Светильник ДСП 4005 200Вт 4000К IP65 алюминий IEK","шт",null,"ГОФРОКОРОБ",1,1,1,12358.5,10298.75,7909.44,6591.2]
[null,"LDSP0-4006-200-65-K23","Светильник ДСП 4006 200Вт 6500К IP65 алюминий IEK","шт",null,"ГОФРОКОРОБ",1,1,1,12358.5,10298.75,7909.44,6591.2]
["10.04.03.02 Светильники ДСП 5009-5016"]
[null,"LDSP0-5009-060-40-K23","Светильник LED ДСП 5009 60Вт 4000К IP65 алюминий IEK","шт",null,"ГОФРОКОРОБ",6,1,1,3240,2700,2073.6,1728]
[null,"LDSP0-5010-060-65-K23","Светильник LED ДСП 5010 60Вт 6500К IP65 алюминий IEK","шт",null,"ГОФРОКОРОБ",6,1,1,3240,2700]
[null,"LDSP0-5011-100-40-K23","Светильник LED ДСП 5011 100Вт 4000К IP65 алюминий IEK","шт",null,"ГОФРОКОРОБ",4,1,1,4020,3350]
[null,"LDSP0-5013-150-40-K23","Светильник LED ДСП 5013 150Вт 4000К IP65 алюминий IEK","шт",null,"ГОФРОКОРОБ",4,1,1,5600,4666.6666666660003]
[null,"LDSP0-5014-150-65-K23","Светильник LED ДСП 5014 150Вт 6500К IP65 алюминий IEK","шт",null,"ГОФРОКОРОБ",4,1,1,5600,4666.6666666660003]
[null,"LDSP0-5015-200-40-K23","Светильник LED ДСП 5015 200Вт 4000К IP65 алюминий IEK","шт",null,"ГОФРОКОРОБ",2,1,1,7600,6333.3333333330002,4864,4053.3333333333335]
["10.04.03.04 Светильники ДСП 4022"]
[null,"LT-DSP0-4022-100-40-K02","Светильник LED ДСП 4022 100Вт 4000К IP65 IEK","шт",null,"ГОФРОКОРОБ",6,1,1,3992.26,3326.8833333329999,2555.0464000000002,2129.2053333333333]
[null,"LT-DSP0-4022-150-40-K02","Светильник LED ДСП 4022 150Вт 4000К IP65 IEK","шт",null,"ГОФРОКОРОБ",6,1,1,5586.94,4655.783333333,3575.6415999999999,2979.7013333333334]
[null,"LT-DSP0-4022-200-40-K02","Светильник LED ДСП 4022 200Вт 4000К IP65 IEK","шт",null,"ГОФРОКОРОБ",6,1,1,7122.1,5935.0833333330002,4558.1440000000002,3798.4533333333334]
[null,"LT-DSP0-4022-200-65-K02","Светильник LED ДСП 4022 200Вт 6500К IP65 IEK","шт",null,"ГОФРОКОРОБ",6,1,1,7122.1,5935.0833333330002,4558.1440000000002,3798.4533333333334]
[null,"LT-DSP0-4022-100-65-K02","Светильник LED ДСП 4022 100Вт 6500К IP65 IEK","шт",null,"ГОФРОКОРОБ",6,1,1,3992.26,3326.8833333329999,2555.0464000000002,2129.2053333333333]
[null,"LT-DSP0-4022-150-65-K02","Светильник LED ДСП 4022 150Вт 6500К IP65 IEK","шт",null,"ГОФРОКОРОБ",6,1,1,5586.94,4655.783333333,3575.6415999999999,2979.7013333333334]
[null,"LT-DSP0-4022-100-50-K02","Светильник LED ДСП 4022 100Вт 5000К IP65 IEK","шт",null,"ГОФРОКОРОБ",6,1,1,3992.26,3326.8833333329999,2555.0464000000002,2129.2053333333333]
[null,"LT-DSP0-4022-150-50-K02","Светильник LED ДСП 4022 150Вт 5000К IP65 IEK","шт",null,"ГОФРОКОРОБ",6,1,1,5586.94,4655.783333333,3575.6415999999999,2979.7013333333334]
[null,"LT-DSP0-4022-200-50-K02","Светильник LED ДСП 4022 200Вт 5000К IP65 IEK","шт",null,"ГОФРОКОРОБ",6,1,1,7122.1,5935.0833333330002,4558.1440000000002,3798.4533333333334]
["10.04.03.05 Светильники ДСП 4025"]
[null,"LT-DSP0-4025-100-50-K02","Светильник LED ДСП 4025 100Вт 5000К IP65 IEK","шт",null,"ГОФРОКОРОБ",6,1,1,4910.16,4091.8,3142.5023999999999,2618.752]
[null,"LT-DSP0-4025-150-50-K02","Светильник LED ДСП 4025 150Вт 5000К IP65 IEK","шт",null,"ГОФРОКОРОБ",4,1,1,6982.5,5818.75,4468.8,3724]
[null,"LT-DSP0-4025-200-50-K02","Светильник LED ДСП 4025 200Вт 5000К IP65 IEK","шт",null,"ГОФРОКОРОБ",4,1,1,8902.5,7418.75,5697.6,4748]
["10.04.03.06 Светильники ДСП 7021-7022"]
[null,"LT-DSP0-7021-050-50-K02","Светильник LED ДСП 7021 50Вт 5000К IP65 IEK","шт",null,"ГОФРОКОРОБ",6,1,1,2612.2399999999998,2176.8666666660001,1671.8335999999999,1393.1946666666668]
[null,"LT-DSP0-7022-050-50-K02","Светильник LED ДСП 7022 50Вт 5000К IP65 IEK","шт",null,"ГОФРОКОРОБ",6,1,1,3004.08,2503.4,1922.6112000000001,1602.1759999999999]
[null,"LT-DSP0-7021-100-50-K02","Светильник LED ДСП 7021 100Вт 5000К IP65 IEK","шт",null,"ГОФРОКОРОБ",6,1,1,3935.57,3279.6416666660002,2518.7647999999999,2098.9706666666666]
[null,"LT-DSP0-7022-100-50-K02","Светильник LED ДСП 7022 100Вт 5000К IP65 IEK","шт",null,"ГОФРОКОРОБ",6,1,1,4525.91,3771.591666666,2896.5823999999998,2413.8186666666666]
[null,"LT-DSP0-7021-150-50-K02","Светильник LED ДСП 7021 150Вт 5000К IP65 IEK","шт",null,"ГОФРОКОРОБ",6,1,1,5929.72,4941.4333333329996,3795.0207999999998,3162.5173333333332]
[null,"LT-DSP0-7022-150-50-K02","Светильник LED ДСП 7022 150Вт 5000К IP65 IEK","шт",null,"ГОФРОКОРОБ",6,1,1,6819.17,5682.6416666659998,4364.2687999999998,3636.8906666666667]
[null,"LT-DSP0-7021-200-50-K02","Светильник LED ДСП 7021 200Вт 5000К IP65 IEK","шт",null,"ГОФРОКОРОБ",6,1,1,7506,6255,4803.84,4003.2]
[null,"LT-DSP0-7022-200-50-K02","Светильник LED ДСП 7022 200Вт 5000К IP65 IEK","шт",null,"ГОФРОКОРОБ",6,1,1,8631.9,7193.25,5524.4160000000002,4603.68]
["10.04.03.ХХ Продукция, выведенная из ассортимента"]
[null,"LDSP0-5004-100-120-K03","Светильник LED ДСП 5004 100Вт 120гр 5000К IP65 алюминий IEK","шт",null,"ГОФРОКОРОБ",4,1,1,5000,4166.6666666660003]
["10.05 Уличное и архитектурное освещение"]
["10.05.01 Прожекторы светодиодные СДО"]
["10.05.01.01 Прожекторы СДО-06"]
[null,"LPDO601-150-65-K02","Прожектор СДО 06-150 светодиодный черный IP65 6500K IEK","шт",null,"ГОФРОКОРОБ",5,1,1,4839.3999999999996,4032.8333333330002,3097.2159999999999,2581.0133333333333]
[null,"LPDO601-100-40-K02","Прожектор LED СДО 06-100 IP65 4000К черный IEK","шт",null,"ГОФРОКОРОБ",5,1,1,1958.09,1631.7416666659999,1253.1776,1044.3146666666667]
[null,"LPDO601-100-65-K02","Прожектор СДО 06-100 светодиодный черный IP65 6500K IEK","шт",null,"ГОФРОКОРОБ",5,1,1,1958.09,1631.7416666659999,1253.1776,1044.3146666666667]
[null,"LPDO601-10-40-K02","Прожектор СДО 06-10 светодиодный черный IP65 4000K IEK","шт",null,"КОРОБКА/БОКС",60,1,1,359.99,299.99166666600001,230.39359999999999,191.99466666666666]
[null,"LPDO601-10-65-K02","Прожектор СДО 06-10 светодиодный черный IP65 6500K IEK","шт",null,"КОРОБКА/БОКС",60,1,1,359.99,299.99166666600001,230.39359999999999,191.99466666666666]
[null,"LPDO601-200-65-K02","Прожектор СДО 06-200 светодиодный черный IP65 6500K IEK","шт",null,"ГОФРОКОРОБ",5,1,1,6307.67,5256.3916666659998,4036.9088000000002,3364.0906666666665]
[null,"LPDO601-20-40-K02","Прожектор СДО 06-20 светодиодный черный IP65 4000K IEK","шт",null,"ГОФРОКОРОБ",40,1,1,469.97,391.64166666599999,300.7808,250.65066666666667]
[null,"LPDO601-20-65-K02","Прожектор СДО 06-20 светодиодный черный IP65 6500K IEK","шт",null,"ГОФРОКОРОБ",40,1,1,469.97,391.64166666599999,300.7808,250.65066666666667]
[null,"LPDO601-30-40-K02","Прожектор СДО 06-30 светодиодный черный IP65 4000K IEK","шт",null,"ГОФРОКОРОБ",40,1,1,625.78,521.48333333300002,400.49919999999997,333.74933333333331]
[null,"LPDO601-30-65-K02","Прожектор СДО 06-30 светодиодный черный IP65 6500K IEK","шт",null,"ГОФРОКОРОБ",40,1,1,625.78,521.48333333300002,400.49919999999997,333.74933333333331]
[null,"LPDO601-50-40-K02","Прожектор СДО 06-50 светодиодный черный IP65 4000K IEK","шт",null,"ГОФРОКОРОБ",20,1,1,952.3,793.58333333300004,609.47199999999998,507.89333333333332]
[null,"LPDO601-50-65-K02","Прожектор СДО 06-50 светодиодный черный IP65 6500K IEK","шт",null,"ГОФРОКОРОБ",20,1,1,952.3,793.58333333300004,609.47199999999998,507.89333333333332]
[null,"LPDO601-070-40-K02","Прожектор LED СДО 06-70 IP65 4000К черный IEK","шт",null,"ГОФРОКОРОБ",10,1,1,1473.62,1228.016666666,943.11680000000001,785.93066666666664]
[null,"LPDO601-70-65-K02","Прожектор СДО 06-70 светодиодный черный IP65 6500K IEK","шт",null,"ГОФРОКОРОБ",10,1,1,1473.62,1228.016666666,943.11680000000001,785.93066666666664]
[null,"LPDO602-20-65-K02","Прожектор СДО 06-20Д светодиодный черный с ДД IP54 6500K IEK","шт",null,"ГОФРОКОРОБ",40,1,1,1347.07,1122.5583333330001,862.12480000000005,718.4373333333333]
[null,"LPDO602-30-65-K02","Прожектор СДО 06-30Д светодиодный черный с ДД IP54 6500K IEK","шт",null,"ГОФРОКОРОБ",20,1,1,1625.78,1354.8166666659999,1040.4992,867.08266666666668]
[null,"LPDO602-50-65-K02","Прожектор СДО 06-50Д светодиодный черный с ДД IP54 6500K IEK","шт",null,"ГОФРОКОРОБ",10,1,1,1927.73,1606.4416666659999,1233.7472,1028.1226666666666]
[null,"LPDO601-10-65-K01","Прожектор LED СДО 06-10 IP65 6500K белый IEK","шт",null,"ГОФРОКОРОБ",60,1,1,359.99,299.99166666600001,230.39359999999999,191.99466666666666]
[null,"LPDO601-20-65-K01","Прожектор LED СДО 06-20 IP65 6500K белый IEK","шт",null,"ГОФРОКОРОБ",40,1,1,469.97,391.64166666599999,300.7808,250.65066666666667]
[null,"LPDO601-30-65-K01","Прожектор LED СДО 06-30 IP65 6500K белый IEK","шт",null,"ГОФРОКОРОБ",40,1,1,625.78,521.48333333300002,400.49919999999997,333.74933333333331]
[null,"LPDO601-50-65-K01","Прожектор LED СДО 06-50 IP65 6500K белый IEK","шт",null,"ГОФРОКОРОБ",20,1,1,952.3,793.58333333300004,609.47199999999998,507.89333333333332]
[null,"LPDO603-020-65-K02","Прожектор LED СДО 06-20П переносной 6500К IP65 черный IEK","шт",null,"ГОФРОКОРОБ",12,1,1,2422.39,2018.658333333,1550.3296,1291.9413333333334]
[null,"LPDO603-050-65-K02","Прожектор LED СДО 06-50П переносной 6500К IP65 черный IEK","шт",null,"ГОФРОКОРОБ",5,1,1,3028,2523.3333333330002,1937.92,1614.9333333333334]
[null,"LPDO606-2X030-65-K02","Прожектор LED СДО 06-2х30Ш штатив 6500К IP65 черный IEK","шт",null,"ГОФРОКОРОБ",4,1,1,6204.2,5170.1666666660003,3970.6880000000001,3308.9066666666668]
[null,"LPDO606-2X050-65-K02","Прожектор LED СДО 06-2x50Ш штатив 6500К IP65 черный IEK","шт",null,"ГОФРОКОРОБ",4,1,1,7231.48,6026.2333333329998,4628.1472000000003,3856.7893333333332]
[null,"LPDO601-150-40-K02","Прожектор LED СДО 06-150 IP65 4000К черный IEK","шт",null,"ГОФРОКОРОБ",5,1,1,4839.3999999999996,4032.8333333330002,3097.2159999999999,2581.0133333333333]
[null,"LPDO601-200-40-K02","Прожектор LED СДО 06-200 IP65 4000К черный IEK","шт",null,"ГОФРОКОРОБ",5,1,1,6307.67,5256.3916666659998,4036.9088000000002,3364.0906666666665]
["10.05.01.02 Прожекторы СДО-07"]
[null,"LPDO702-10-K03","Прожектор СДО 07-10Д светодиодный серый с ДД IP54 IEK","шт",null,"ГОФРОКОРОБ",30,1,1,1245.46,1037.8833333330001,797.09439999999995,664.24533333333329]
[null,"LPDO702-20-K03","Прожектор СДО 07-20Д светодиодный серый с ДД IP54 IEK","шт",null,"ГОФРОКОРОБ",30,1,1,1470.34,1225.283333333,941.01760000000002,784.18133333333333]
[null,"LPDO702-30-K03","Прожектор СДО 07-30Д светодиодный серый с ДД IP54 IEK","шт",null,"ГОФРОКОРОБ",30,1,1,1882.14,1568.45,1204.5696,1003.808]
[null,"LPDO7B-01-20-K03","Прожектор LED СДО 07-20B blue IP65 серый IEK","шт",null,"ГОФРОКОРОБ",30,1,1,925.44,771.2]
[null,"LPDO7G-01-20-K03","Прожектор LED СДО 07-20G green IP65 серый IEK","шт",null,"ГОФРОКОРОБ",30,1,1,1043.9000000000001,869.91666666599997,668.096,556.74666666666667]
[null,"LPDO7R-01-20-K03","Прожектор LED СДО 07-20R red IP65 серый IEK","шт",null,"ГОФРОКОРОБ",30,1,1,925.44,771.2]
[null,"LPDO7RGB-01-30-K03","Прожектор LED СДО 07-30RGB multicolor IP65 серый IEK","шт",null,"ГОФРОКОРОБ",20,1,1,3239.06,2699.216666666]
[null,"LPDO701-100-K03","Прожектор СДО 07-100 светодиодный серый IP65 IEK","шт",null,"ГОФРОКОРОБ",6,1,1,2511,2092.5,1607.04,1339.2]
[null,"LPDO701-10-K03","Прожектор СДО 07-10 светодиодный серый IP65 IEK","шт",null,"ГОФРОКОРОБ",40,1,1,465,387.5,297.60000000000002,248]
[null,"LPDO701-150-K03","Прожектор СДО 07-150 светодиодный серый IP65 IEK","шт",null,"ГОФРОКОРОБ",4,1,1,5881.32,4901.1000000000004,3764.0448000000001,3136.7040000000002]
[null,"LPDO701-200-K03","Прожектор СДО 07-200 светодиодный серый IP65 IEK","шт",null,"ГОФРОКОРОБ",3,1,1,6919.2,5766,4428.2879999999996,3690.24]
[null,"LPDO701-20-K03","Прожектор СДО 07-20 светодиодный серый IP65 IEK","шт",null,"ГОФРОКОРОБ",30,1,1,595.20000000000005,496,380.928,317.44]
[null,"LPDO701-30-K03","Прожектор СДО 07-30 светодиодный серый IP65 IEK","шт",null,"ГОФРОКОРОБ",30,1,1,930,775,595.20000000000005,496]
[null,"LPDO701-50-K03","Прожектор СДО 07-50 светодиодный серый IP65 IEK","шт",null,"ГОФРОКОРОБ",24,1,1,1302,1085,833.28,694.4]
[null,"LPDO701-70-K03","Прожектор СДО 07-70 светодиодный серый IP65 IEK","шт",null,"ГОФРОКОРОБ",10,1,1,2046,1705,1309.44,1091.2]
["10.05.01.04 Аксессуары для прожекторов"]
[null,"LPADD2-160-2-K05","Штатив 68х68х160см для уст. двух прожекторов желтый IEK","шт",null,"ГОФРОКОРОБ",10,1,1,2909.04,2424.1999999999998,1861.7855999999999,1551.4880000000001]
["10.05.02 Прожекторы ИО и ГО"]
["10.05.02.01 Прожекторы металлогалогенные ГО"]
[null,"LPHO03-250-01-K03","Прожектор ГО03-250-01 250Вт E40 серый симметричный IP65 IEK","шт",null,"КОРОБКА/БОКС",1,1,1,8085,6737.5,5174.3999999999996,4312]
[null,"LPHO03-250-02-K03","Прожектор ГО03-250-02 250Вт E40 серый асимметричный IP65IEK","шт",null,"КОРОБКА/БОКС",1,1,1,8085,6737.5,5174.3999999999996,4312]
[null,"LPHO03-400-01-K03","Прожектор ГО03-400-01 400Вт E40 серый симметричный IP65 IEK","шт",null,"КОРОБКА/БОКС",1,1,1,16634.330000000002,13861.941666666,10645.9712,8871.6426666666666]
[null,"LPHO03-400-02-K03","Прожектор ГО03-400-02 400Вт E40 серый асимметричный IP65 IEK","шт",null,"КОРОБКА/БОКС",1,1,1,16634.330000000002,13861.941666666,10645.9712,8871.6426666666666]
[null,"LPHO02-150-01-K03","Прожектор ГО02-150-01 150Вт Rx7s серый симметричный IP65 IEK","шт",null,"ГОФРОКОРОБ",1,1,1,5439,4532.5]
["10.05.02.02 Прожекторы галогенные ИО"]
[null,"LPI01-1-1000-K02","Прожектор ИО1000 галоген. черный IP54 IEK","шт",null,"ГОФРОКОРОБ",6,1,1,3538.61,2948.841666666,2264.7103999999999,1887.2586666666666]
[null,"LPI01-1-1500-K02","Прожектор ИО1500 галоген. черный IP54 IEK","шт",null,"ГОФРОКОРОБ",6,1,1,6237,5197.5,3991.68,3326.4]
[null,"LPI01-1-0150-K02","Прожектор ИО150 галоген. черный IP54 IEK","шт",null,"ГОФРОКОРОБ",24,1,1,876.54,730.45,560.98559999999998,467.488]
[null,"LPI01-1-0500-K02","Прожектор ИО500 галоген. черный IP54 IEK","шт",null,"ГОФРОКОРОБ",16,16,16,1309.25,1091.0416666660001,837.92,698.26666666666665]
[null,"LPI03-1-0500-K02","Прожектор ИО500П(переноска) галоген. черный IP54 IEK","шт",null,"ГОФРОКОРОБ",8,8,8,2587.1999999999998,2156,1655.808,1379.84]
["10.05.03 Светильники светодиодные консольные ДКУ"]
["10.05.03.01 Светильники ДКУ 1002 Д"]
[null,"LDKU0-1002-030-5000-K03","Светильник LED консольный ДКУ 1002-30Д 5000К IP65 серый IEK","шт",null,"КОРОБКА/БОКС",10,1,1,2530,2108.3333333330002,1619.2,1349.3333333333333]
[null,"LDKU0-1002-050-5000-K03","Светильник LED консольный ДКУ 1002-50Д 5000К IP65 серый IEK","шт",null,"КОРОБКА/БОКС",6,1,1,3436.4,2863.6666666659999,2199.2959999999998,1832.7466666666667]
[null,"LDKU0-1002-100-5000-K03","Светильник LED консольный ДКУ 1002-100Д 5000К IP65 серый IEK","шт",null,"КОРОБКА/БОКС",4,1,1,6413,5344.1666666660003,4104.32,3420.2666666666669]
[null,"LDKU0-1002-150-5000-K03","Светильник LED консольный ДКУ 1002-150Д 5000К IP65 серый IEK","шт",null,"КОРОБКА/БОКС",4,1,1,11616,9680,7434.24,6195.2]
["10.05.03.02 Светильники ДКУ 1002 Ш"]
[null,"LDKU1-1002-050-5000-K03","Светильник LED консольный ДКУ 1002-50Ш 5000К IP65 серый IEK","шт",null,"ГОФРОКОРОБ",6,1,1,3197.26,2664.3833333329999]
[null,"LDKU1-1002-150-5000-K03","Светильник LED консольный ДКУ 1002-150Ш 5000К IP65 серый IEK","шт",null,"ГОФРОКОРОБ",4,1,1,10143,8452.5]
["10.05.03.04 Светильники ДКУ 1012 Ш"]
[null,"LDKU1-1012-030-5000-K03","Светильник LED консольный ДКУ 1012-30Ш 5000К IP65 серый IEK","шт",null,"ГОФРОКОРОБ",10,1,1,1846.94,1539.1166666659999]
[null,"LDKU1-1012-050-5000-K03","Светильник LED консольный ДКУ 1012-50Ш 5000К IP65 серый IEK","шт",null,"ГОФРОКОРОБ",10,1,1,3194.98,2662.4833333329998,2044.7872,1703.9893333333334]
[null,"LDKU1-1012-100-5000-K03","Светильник LED консольный ДКУ 1012-100Ш 5000К IP65 серый IEK","шт",null,"ГОФРОКОРОБ",10,1,1,4929.47,4107.8916666659998,3154.8607999999999,2629.0506666666665]
[null,"LDKU1-1012-150-5000-K03","Светильник LED консольный ДКУ 1012-150Ш 5000К IP65 серый IEK","шт",null,"ГОФРОКОРОБ",5,1,1,8311.86,6926.55,5319.5904,4432.9920000000002]
[null,"LDKU1-1012-200-5000-K03","Светильник LED консольный ДКУ 1012-200Ш 5000К IP65 серый IEK","шт",null,"ГОФРОКОРОБ",5,1,1,12429.7,10358.083333332999,7955.0079999999998,6629.1733333333332]
["10.05.03.05 Светильники ДКУ 1013 Д"]
[null,"LDKU1-1013-075-5000-K03","Светильник LED консольный ДКУ 1013-75Д 5000К IP65 IEK","шт",null,"ГОФРОКОРОБ",20,1,1,2551.02,2125.85,1632.6528000000001,1360.5440000000001]
[null,"LDKU1-1013-120-5000-K03","Светильник LED консольный ДКУ 1013-120Д 5000К IP65 IEK","шт",null,"ГОФРОКОРОБ",10,1,1,3673.48,3061.2333333329998,2351.0272,1959.1893333333333]
[null,"LDKU1-1013-200-5000-K03","Светильник LED консольный ДКУ 1013-200Д 5000К IP65 IEK","шт",null,"ГОФРОКОРОБ",10,1,1,6857.14,5714.283333333,4388.5695999999998,3657.1413333333335]
[null,"LDKU1-1013-030-5000-K03","Светильник LED консольный ДКУ 1013-30Д 5000К IP65 IEK","шт",null,"ГОФРОКОРОБ",20,1,1,1530.72,1275.5999999999999,979.66079999999999,816.38400000000001]
[null,"LDKU1-1013-050-5000-K03","Светильник LED консольный ДКУ 1013-50Д 5000К IP65 IEK","шт",null,"ГОФРОКОРОБ",20,1,1,2047.54,1706.283333333,1310.4256,1092.0213333333334]
[null,"LDKU1-1013-100-5000-K03","Светильник LED консольный ДКУ 1013-100Д 5000К IP65 IEK","шт",null,"ГОФРОКОРОБ",10,1,1,3040.76,2533.966666666,1946.0863999999999,1621.7386666666666]
[null,"LDKU1-1013-150-5000-K03","Светильник LED консольный ДКУ 1013-150Д 5000К IP65 IEK","шт",null,"ГОФРОКОРОБ",10,1,1,5163.5200000000004,4302.9333333329996,3304.6527999999998,2753.8773333333334]
["10.05.03.10 Аксессуары для светильников ДКУ"]
[null,"LDKU0D-CR-48-0250-23-K01","Кронштейн КР-3М D=48 L=250 монтаж. лента рег. угол белый IEK","шт",null,"ПАКЕТ БЕЗ ФОРМЫ",1,1,1,880,733.33333333300004,563.20000000000005,469.33333333333331]
[null,"LDKU0D-CR-48-0250-33-K01","Кронштейн КР-3 D=48 L=250 настен. рег. угол белый IEK","шт",null,"ПОДДОН/ПАЛЛЕТА",576,1,1,880,733.33333333300004,563.20000000000005,469.33333333333331]
[null,"LDKU0D-CR-48-0350-11-K03","Кронштейн КНО-1 D=48 L=350 на опору 1 хомут серый IEK","шт",null,"ОБЕРТКА",2,2,2,1650,1375,1056,880]
[null,"LDKU0D-CR-48-0350-23-K01","Кронштейн КР-2М D=48 L=350 монтаж. лента рег. угол белый IEK","шт",null,"ПОДДОН/ПАЛЛЕТА",576,1,1,946,788.33333333300004,605.44000000000005,504.53333333333336]
[null,"LDKU0D-CR-48-0500-12-K03","Кронштейн КНО-2 D=48 L=500 на опору 2 хомута серый IEK","шт",null,"ОБЕРТКА",2,2,2,2640,2200,1689.6,1408]
[null,"LDKU0D-CR-48-0500-23-K01","Кронштейн КР-4М D=48 L=500 монтаж. лента рег. угол белый IEK","шт",null,"ПОДДОН/ПАЛЛЕТА",1,1,1,990,825,633.6,528]
[null,"LDKU0D-CR-48-0500-33-K01","Кронштейн КР-4 D=48 L=500 настен. рег. угол белый IEK","шт",null,"ПАКЕТ БЕЗ ФОРМЫ",1,1,1,946,788.33333333300004,605.44000000000005,504.53333333333336]
[null,"LT-DKU0D-CR-48-35-21-K03","Кронштейн КР-1 D=48 L=350 монтаж. лента 1 хомут серый IEK","шт",null,"ПАКЕТ ПРЯМОУГОЛЬНЫЙ",1,1,1,1950,1625,1248,1040]
[null,"LT-DKU0D-CR-60-35-21-K03","Кронштейн КР-1 D=60 L=350 монтаж. лента 1 хомут серый IEK","шт",null,"ПАКЕТ ПРЯМОУГОЛЬНЫЙ",1,1,1,2050,1708.3333333329999,1312,1093.3333333333333]
[null,"LT-DKU0D-CR-48-50-22-K03","Кронштейн КР-2 D=48 L=500 монтаж. лента 2 хомута серый IEK","шт",null,"ПАКЕТ ПРЯМОУГОЛЬНЫЙ",1,1,1,2600,2166.6666666659999,1664,1386.6666666666667]
[null,"LT-DKU0D-CR-60-50-22-K03","Кронштейн КР-2 D=60 L=500 монтаж. лента 2 хомута серый IEK","шт",null,"ПАКЕТ ПРЯМОУГОЛЬНЫЙ",1,1,1,2700,2250,1728,1440]
["10.06 Аварийное освещение"]
["10.06.01 Светильники аварийные ДПА"]
["10.06.01.01 Светильники аварийные ДПА"]
[null,"LT-DPA0D-R-0350-K01","Решетка защитная для авар. светильников ДПА 300мм белая IEK","шт","Заказная","ГОФРОКОРОБ",5,1,1,1330,1108.3333333329999,851.2,709.33333333333337]
[null,"LT-DPA0D-R-0410-K01","Решетка защитная для авар. светильников ДПА 410мм белая IEK","шт","Заказная","ГОФРОКОРОБ",5,1,1,1330,1108.3333333329999,851.2,709.33333333333337]
[null,"LDPA0-060-3-20-K01","Светильник аварийный ДПА 060 непост. 3ч IP20 IEK","шт",null,"ГОФРОКОРОБ",40,1,1,6772.96,5644.1333333330003,4334.6944000000003,3612.2453333333333]
[null,"LDPA0-5031-1-20-K01","Светильник аварийный ДПА 5031-1 1ч универ. 24м IP20 IEK","шт",null,"КОРОБКА/БОКС",10,1,1,7468.62,6223.85,4779.9168,3983.2640000000001]
[null,"LDPA0-5031-3-20-K01","Светильник аварийный ДПА 5031-3 3ч универ. 24м IP20 IEK","шт",null,"КОРОБКА/БОКС",10,1,1,8035.84,6696.533333333,5142.9376000000002,4285.7813333333334]
[null,"LDPA0-5042-1-65-K01","Светильник аварийный ДПА 5042-1 1 ч универ. IP65 IEK","шт",null,"КОРОБКА/БОКС",10,1,1,7635.58,6362.9833333329998,4886.7712000000001,4072.3093333333331]
[null,"LDPA0-5042-3-65-K01","Светильник аварийный ДПА 5042-3 3ч универ. IP65 IEK","шт",null,"КОРОБКА/БОКС",10,1,1,8760.82,7300.6833333329996,5606.9247999999998,4672.4373333333333]
[null,"LDPA0-5030-1H-K01","Светильник аварийный ДПА 5030-1 пост. 1ч IP20 IEK","шт",null,"КОРОБКА/БОКС",10,1,1,3948.34,3290.283333333,2526.9376000000002,2105.7813333333334]
[null,"LDPA0-5030-3H-K01","Светильник аварийный ДПА 5030-3 пост. 3ч IP20 IEK","шт",null,"КОРОБКА/БОКС",10,1,1,4522.68,3768.9,2894.5151999999998,2412.096]
[null,"LDPA0-5040-1H-K01","Светильник аварийный ДПА 5040-1 пост. 1ч IP54 IEK","шт",null,"КОРОБКА/БОКС",10,1,1,5409.22,4507.6833333329996,3461.9007999999999,2884.9173333333333]
[null,"LDPA0-5040-3H-K01","Светильник аварийный ДПА 5040-3 пост. 3ч IP54 IEK","шт",null,"КОРОБКА/БОКС",10,1,1,5395.9,4496.5833333330002,3453.3760000000002,2877.8133333333335]
[null,"LDPA0-130-1-3-K01","Светильник аварийный ДПА-130, аккумулятор, 3ч, IP20, IEK","шт",null,"КОРОБКА/БОКС",20,1,1,5982.23,4985.1916666659999,3828.6271999999999,3190.5226666666667]
[null,"LDPA0-2104-60-K01","Светильник аварийный ДПА 2104 4ч IP20 IEK","шт",null,"КОРОБКА/БОКС",10,1,1,3909.73,3258.1083333329998,2502.2271999999998,2085.1893333333333]
[null,"LDPA0-2101-4-65-K01","Светильник аварийный ДПА 2105 пост. 4ч IP65 IEK","шт",null,"ГОФРОКОРОБ",24,1,1,4070.87,3392.3916666660002,2605.3568,2171.1306666666665]
[null,"LDPA0-5045-1-54-K01","Светильник аварийный ДПА 5045-1 унив. 1ч IP54 IEK","шт",null,"ГОФРОКОРОБ",10,1,1,3905.5,3254.5833333330002,2499.52,2082.9333333333334]
[null,"LDPA0-5045-2-54-K01","Светильник аварийный ДПА 5045-2 унив. 3ч IP54 IEK","шт",null,"ГОФРОКОРОБ",10,1,1,4226.5,3522.0833333330002,2704.96,2254.1333333333332]
[null,"LDPA0-2101-30-K01","Светильник аварийный ДПА 2101 4ч IP20 IEK","шт",null,"КОРОБКА/БОКС",24,1,1,3625.26,3021.05,2320.1664000000001,1933.472]
[null,"LDPA0-140-3-3-20-K01","Светильник аварийный ДПА 140 3ч непост. IP20 IEK","шт",null,"ГОФРОКОРОБ",75,1,1,4500,3750,2880,2400]
["10.06.02 Светильники эвакуационные ССА"]
["10.06.02.01 Светильники эвакуационные ССА"]
[null,"LSSA0-1001-003-K03","Светильник авар. ССА1001 3Вт 1,5ч одностор. ВЫХОД-EXIT IEK","шт",null,"КОРОБКА/БОКС",20,1,1,1337.21,1114.341666666,855.81439999999998,713.17866666666669]
[null,"LSSA0-1010-1-65-K01","Светильник авар. ССА1010 1ч универс. IP65 IEK","шт",null,"ГОФРОКОРОБ",10,1,1,4930,4108.3333333330002,3155.2,2629.3333333333335]
[null,"LSSA1-1010-3-65-K01","Светильник авар. ССА1010 3ч универс. IP65 IEK","шт",null,"ГОФРОКОРОБ",10,1,1,5700,4750,3648,3040]
[null,"LSSA0-2101-3-20-K03","Светильник авар. ССА 2101 3Вт 3ч ВЫХОД-EXIT IP20 IEK","шт",null,"КОРОБКА/БОКС",10,1,1,4509.82,3758.1833333330001,2886.2847999999999,2405.2373333333335]
[null,"LSSA0-1004-003-K03","Светильник авар. ССА1004 3Вт 1,5ч двуст. ВЫХОД-EXIT с/н IEK","шт",null,"КОРОБКА/БОКС",20,1,1,1337.21,1114.341666666,855.81439999999998,713.17866666666669]
[null,"LSSA0-1005-003-K03","Светильник авар. ССА1005 3Вт 1,5ч одностор. без наклейки IEK","шт",null,"КОРОБКА/БОКС",20,1,1,1337.21,1114.341666666,855.81439999999998,713.17866666666669]
[null,"LSSA0-1002-003-K03","Светильник авар. ССА1002 3Вт 1,5ч одностор. з/в IEK","шт",null,"КОРОБКА/БОКС",20,1,1,1337.21,1114.341666666,855.81439999999998,713.17866666666669]
[null,"LSSA0-1003-003-K03","Светильник авар. ССА1003 3Вт 1,5ч двуст. ВЫХОД-EXIT с/ф IEK","шт",null,"КОРОБКА/БОКС",20,1,1,1337.21,1114.341666666,855.81439999999998,713.17866666666669]
["10.06.02.02 Знаки безопасности"]
[null,"YPC30-105ZAPV","Этикетка самокл. 100х50мм \"ЗАПАСНЫЙ ВЫХОД\" IEK","шт","Заказная","ПАКЕТ БЕЗ ФОРМЫ",100,100,100,19.07,15.891666666000001,12.204800000000001,10.170666666666666]
[null,"YPC30-2010ZAPV","Этикетка самокл. 200х100мм \"ЗАПАСНЫЙ ВЫХОД\" IEK","шт",null,"ПАКЕТ БЕЗ ФОРМЫ",10,10,10,50.95,42.458333332999999,32.607999999999997,27.173333333333332]
[null,"YPC30-2010NEV-NALVN","Этикетка самокл. 200х100мм \"Нап.к эв.вых. нал.вн.\" IEK","шт",null,"ПАКЕТ БЕЗ ФОРМЫ",10,10,10,34.24,28.533333333000002,21.913599999999999,18.261333333333333]
[null,"YPC30-105NEV-NAPR","Этикетка самокл. 100х50мм \"Нап.к эв.вых. напр.\" IEK","шт","Заказная","ПАКЕТ БЕЗ ФОРМЫ",100,100,100,19.07,15.891666666000001,12.204800000000001,10.170666666666666]
[null,"YPC30-2010NEV-NAPR","Этикетка самокл. 200х100мм \"Нап.к эв.вых. напр.\" IEK","шт",null,"ПАКЕТ БЕЗ ФОРМЫ",10,10,10,45.48,37.9,29.107199999999999,24.256]
[null,"YPC30-50NEV-LNALVN","Этикетка самокл. 50х50мм \"Нап.к эв.вых. лест.нал.вн.\" IEK","шт",null,"ПАКЕТ БЕЗ ФОРМЫ",11000,100,100,13.45,11.208333333000001,8.6080000000000005,7.1733333333333329]
[null,"YPC30-50NEV-LNAPRVN","Этикетка самокл. 50х50мм \"Нап.к эв.вых. лест.напр.вн.\" IEK","шт",null,"ПАКЕТ БЕЗ ФОРМЫ",11000,100,100,13.45,11.208333333000001,8.6080000000000005,7.1733333333333329]
[null,"YPC30-50VZ-LSTR","Этикетка самокл. 50х50мм \"Выход здесь\" (левосторонний) IEK","шт","Заказная","ПАКЕТ БЕЗ ФОРМЫ",100,100,100,13.45,11.208333333000001,8.6080000000000005,7.1733333333333329]
[null,"YPC30-105V","Этикетка самокл. 100х50мм \"ВЫХОД\" IEK","шт",null,"ПАКЕТ БЕЗ ФОРМЫ",100,100,100,21.22,17.683333333,13.5808,11.317333333333332]
[null,"YPC30-2010V","Этикетка самокл. 200х100мм \"ВЫХОД\" IEK","шт",null,"ПАКЕТ БЕЗ ФОРМЫ",10,10,10,50.51,42.091666666000002,32.3264,26.938666666666666]
[null,"YPC30-105NEV-NAPRVN","Этикетка самокл. 100х50мм \"Нап.к эв.вых. напр.вн.\" IEK","шт",null,"ПАКЕТ БЕЗ ФОРМЫ",100,100,100,19.07,15.891666666000001,12.204800000000001,10.170666666666666]
[null,"YPC30-2010NEV-NAPRVN","Этикетка самокл. 200х100мм \"Нап.к эв.вых. напр.вн.\" IEK","шт",null,"ПАКЕТ БЕЗ ФОРМЫ",10,10,10,45.48,37.9,29.107199999999999,24.256]
[null,"YPC30-105NEV-NAL","Этикетка самокл. 100х50мм \"Нап.к эв.вых. нал.\" IEK","шт",null,"ПАКЕТ БЕЗ ФОРМЫ",100,100,100,19.07,15.891666666000001,12.204800000000001,10.170666666666666]
[null,"YPC30-2010NEV-NAL","Этикетка самокл. 200х100мм \"Нап.к эв.вых. нал.\" IEK","шт",null,"ПАКЕТ БЕЗ ФОРМЫ",10,10,10,45.48,37.9,29.107199999999999,24.256]
[null,"YPC30-105NEV-PRM","Этикетка самокл. 100х50мм \"Нап.к эв.вых. прямо\" IEK","шт","Заказная","ПАКЕТ БЕЗ ФОРМЫ",100,100,100,19.07,15.891666666000001,12.204800000000001,10.170666666666666]
[null,"YPC30-2010NEV-PRM","Этикетка самокл. 200х100мм \"Нап.к эв.вых. прямо\" IEK","шт",null,"ПАКЕТ БЕЗ ФОРМЫ",10,10,10,45.48,37.9]
[null,"YPC30-105NEV-NALVV","Этикетка самокл. 100х50мм \"Нап.к эв.вых. нал.вв.\" IEK","шт",null,"ПАКЕТ БЕЗ ФОРМЫ",100,100,100,19.07,15.891666666000001,12.204800000000001,10.170666666666666]
[null,"YPC30-105NEV-NAPRVV","Этикетка самокл. 100х50мм \"Нап.к эв.вых. напр.вв.\" IEK","шт",null,"ПАКЕТ БЕЗ ФОРМЫ",100,100,100,19.07,15.891666666000001,12.204800000000001,10.170666666666666]
[null,"YPC30-2010NEV-NAPRVV","Этикетка самокл. 200х100мм \"Нап.к эв.вых. напр.вв.\" IEK","шт",null,"ПАКЕТ БЕЗ ФОРМЫ",10,10,10,34.24,28.533333333000002,21.913599999999999,18.261333333333333]
["10.06.02.02.01 Знаки безопасности для светильников"]
[null,"YPC30-150NEV-LNALVN","Этикетка самокл. 150х150мм \"Нап.к эв.вых. лест.нал.вн.\" IEK","шт","Заказная","ПАКЕТ БЕЗ ФОРМЫ",10,10,10,79.78,66.483333333000004,51.059199999999997,42.54933333333333]
[null,"YPC30-150NEV-LNALVV","Этикетка самокл. 150х150мм \"Нап.к эв.вых. лест.нал.вв.\" IEK","шт","Заказная","ПАКЕТ БЕЗ ФОРМЫ",10,10,10,79.78,66.483333333000004,51.059199999999997,42.54933333333333]
[null,"YPC30-150NEV-LNAPRVV","Этикетка самокл. 150х150мм \"Нап.к эв.вых. лест.напр.вв.\" IEK","шт","Заказная","ПАКЕТ БЕЗ ФОРМЫ",10,10,10,79.78,66.483333333000004,51.059199999999997,42.54933333333333]
[null,"LPC10-1-15-15-EVV","Этикетка самокл. 150х150мм \"Эвакуац. выход\" IEK","шт","Заказная","ПАКЕТ БЕЗ ФОРМЫ",10,10,10,79.760000000000005,66.466666665999995,51.046399999999998,42.538666666666664]
[null,"LPC10-1-15-15-MSTS","Этикетка самокл. 150х150мм \"Место сбора\" IEK","шт",null,"ПАКЕТ БЕЗ ФОРМЫ",10,10,10,79.760000000000005,66.466666665999995,51.046399999999998,42.538666666666664]
[null,"LPC10-1-15-15-NASST","Этикетка самокл. 150х150мм \"Насосная станция пож.\" IEK","шт","Заказная","ПАКЕТ ПРЯМОУГОЛЬНЫЙ",10,10,10,79.78,66.483333333000004,51.059199999999997,42.54933333333333]
[null,"LPC10-1-15-15-OGNT","Этикетка самокл. 150х150мм \"Огнетушитель\" IEK","шт","Заказная","ПАКЕТ ПРЯМОУГОЛЬНЫЙ",10,10,10,79.78,66.483333333000004,51.059199999999997,42.54933333333333]
[null,"LPC10-1-15-15-PGID","Этикетка самокл. 150х150мм \"Пож. гидрант\" IEK","шт","Заказная","ПАКЕТ ПРЯМОУГОЛЬНЫЙ",10,10,10,79.78,66.483333333000004,51.059199999999997,42.54933333333333]
[null,"LPC10-1-15-15-PKRAN","Этикетка самокл. 150х150мм \"Пож. кран\" IEK","шт","Заказная","ПАКЕТ БЕЗ ФОРМЫ",10,10,10,79.760000000000005,66.466666665999995,51.046399999999998,42.538666666666664]
[null,"LPC10-1-15-15-STR","Этикетка самокл. 150х150мм \"Направляющая стрелка\" IEK","шт","Заказная","ПАКЕТ БЕЗ ФОРМЫ",10,10,10,79.78,66.483333333000004,51.059199999999997,42.54933333333333]
[null,"LPC10-1-15-15-VZNAL","Этикетка самокл. 150х150мм \"Выезд налево\" IEK","шт","Заказная","ПАКЕТ ПРЯМОУГОЛЬНЫЙ",10,10,10,79.78,66.483333333000004,51.059199999999997,42.54933333333333]
[null,"LPC10-1-15-15-VZNAPR","Этикетка самокл. 150х150мм \"Выезд направо\" IEK","шт","Заказная","ПАКЕТ ПРЯМОУГОЛЬНЫЙ",10,10,10,79.78,66.483333333000004,51.059199999999997,42.54933333333333]
[null,"LPC10-1-24-09-EVV","Этикетка самокл. 240х90мм \"Эвакуац. выход\" IEK","шт","Заказная","ПАКЕТ БЕЗ ФОРМЫ",10,10,10,86,71.666666665999998,55.04,45.866666666666667]
[null,"LPC10-1-24-09-MSTS","Этикетка самокл. 240х90мм \"Место сбора\" IEK","шт","Заказная","ПАКЕТ БЕЗ ФОРМЫ",10,10,10,86,71.666666665999998,55.04,45.866666666666667]
[null,"LPC10-1-24-09-NASST","Этикетка самокл. 240х90мм \"Насосная станция пож.\" IEK","шт","Заказная","ПАКЕТ ПРЯМОУГОЛЬНЫЙ",10,10,10,86,71.666666665999998,55.04,45.866666666666667]
[null,"LPC10-1-24-09-PKRAN","Этикетка самокл. 240х90мм \"Пож. кран\" IEK","шт","Заказная","ПАКЕТ БЕЗ ФОРМЫ",10,10,10,86,71.666666665999998,55.04,45.866666666666667]
[null,"LPC10-1-24-9-NEV","Этикетка самокл. 240х90мм \"Не входить\" IEK","шт","Заказная","ПАКЕТ БЕЗ ФОРМЫ",10,10,10,86,71.666666665999998,55.04,45.866666666666667]
[null,"LPC10-1-28-10-EVV","Этикетка самокл. 280х100мм \"Эвакуац. выход\" IEK","шт","Заказная","ПАКЕТ БЕЗ ФОРМЫ",10,10,10,157.52000000000001,131.26666666599999,100.8128,84.010666666666665]
[null,"LPC10-1-28-10-FNAL","Этикетка самокл. 280х100мм \"Фигура/стр. влево\" IEK","шт","Заказная","ПАКЕТ БЕЗ ФОРМЫ",10,10,10,157.52000000000001,131.26666666599999,100.8128,84.010666666666665]
[null,"LPC10-1-28-10-FNAPR","Этикетка самокл. 280х100мм \"Фигура/стр. вправо\" IEK","шт","Заказная","ПАКЕТ БЕЗ ФОРМЫ",10,10,10,157.52000000000001,131.26666666599999,100.8128,84.010666666666665]
[null,"LPC10-1-28-10-FNIZ","Этикетка самокл. 280х100мм \"Фигура/стр. вниз\" IEK","шт","Заказная","ПАКЕТ БЕЗ ФОРМЫ",10,10,10,157.52000000000001,131.26666666599999,100.8128,84.010666666666665]
[null,"LPC10-1-28-10-FVERH","Этикетка самокл. 280х100мм \"Фигура/стр. вверх\" IEK","шт","Заказная","ПАКЕТ БЕЗ ФОРМЫ",10,10,10,157.52000000000001,131.26666666599999,100.8128,84.010666666666665]
[null,"LPC10-1-28-10-FVNNAL","Этикетка самокл. 280х100мм \"Фигура/стр. вниз влево\" IEK","шт","Заказная","ПАКЕТ БЕЗ ФОРМЫ",10,10,10,157.52000000000001,131.26666666599999,100.8128,84.010666666666665]
[null,"LPC10-1-28-10-FVNNAPR","Этикетка самокл. 280х100мм \"Фигура/стр. вниз вправо\" IEK","шт","Заказная","ПАКЕТ БЕЗ ФОРМЫ",10,10,10,157.52000000000001,131.26666666599999,100.8128,84.010666666666665]
[null,"LPC10-1-28-10-FVVNAL","Этикетка самокл. 280х100мм \"Фигура/стр. вверх влево\" IEK","шт","Заказная","ПАКЕТ БЕЗ ФОРМЫ",10,10,10,157.52000000000001,131.26666666599999,100.8128,84.010666666666665]
[null,"LPC10-1-28-10-FVVNAPR","Этикетка самокл. 280х100мм \"Фигура/стр. вверх вправо\" IEK","шт","Заказная","ПАКЕТ БЕЗ ФОРМЫ",10,10,10,157.52000000000001,131.26666666599999,100.8128,84.010666666666665]
[null,"LPC10-1-28-10-MSTS","Этикетка самокл. 280х100мм \"Место сбора\" IEK","шт","Заказная","ПАКЕТ БЕЗ ФОРМЫ",10,10,10,157.52000000000001,131.26666666599999,100.8128,84.010666666666665]
[null,"LPC10-1-28-10-NASST","Этикетка самокл. 280х100мм \"Насосная станция пож.\" IEK","шт","Заказная","ПАКЕТ БЕЗ ФОРМЫ",10,10,10,157.52000000000001,131.26666666599999,100.8128,84.010666666666665]
[null,"LPC10-1-28-10-PGID","Этикетка самокл. 280х100мм \"Пож. гидрант\" IEK","шт",null,"ПАКЕТ БЕЗ ФОРМЫ",10,10,10,157.52000000000001,131.26666666599999,100.8128,84.010666666666665]
[null,"LPC10-1-28-10-PKNAL","Этикетка самокл. 280х100мм \"Пож. кран/стр. налево\" IEK","шт","Заказная","ПАКЕТ БЕЗ ФОРМЫ",10,10,10,157.52000000000001,131.26666666599999,100.8128,84.010666666666665]
[null,"LPC10-1-28-10-PKNAPR","Этикетка самокл. 280х100мм \"Пож. кран/стр. направо\" IEK","шт","Заказная","ПАКЕТ БЕЗ ФОРМЫ",10,10,10,157.52000000000001,131.26666666599999,100.8128,84.010666666666665]
[null,"LPC10-1-28-10-PKRAN","Этикетка самокл. 280х100мм \"Пож. кран\" IEK","шт",null,"ПАКЕТ БЕЗ ФОРМЫ",10,10,10,157.52000000000001,131.26666666599999,100.8128,84.010666666666665]
[null,"LPC10-1-28-10-STR","Этикетка самокл. 280х100мм \"Направляющая стрелка\" IEK","шт",null,"ПАКЕТ БЕЗ ФОРМЫ",10,10,10,157.52000000000001,131.26666666599999,100.8128,84.010666666666665]
[null,"LPC10-1-28-10-VIEZD","Этикетка самокл. 280х100мм \"Выезд\" IEK","шт","Заказная","ПАКЕТ БЕЗ ФОРМЫ",10,10,10,157.52000000000001,131.26666666599999,100.8128,84.010666666666665]
[null,"LPC10-1-28-10-VLVNF","Этикетка самокл. 280х100мм \"Выход/лест. вниз/фигура\" IEK","шт","Заказная","ПАКЕТ БЕЗ ФОРМЫ",10,10,10,157.52000000000001,131.26666666599999,100.8128,84.010666666666665]
[null,"LPC10-1-28-10-VLVVF","Этикетка самокл. 280х100мм \"Выход/лест. вверх/фигура\" IEK","шт","Заказная","ПАКЕТ БЕЗ ФОРМЫ",10,10,10,157.52000000000001,131.26666666599999,100.8128,84.010666666666665]
[null,"LPC10-1-28-10-VYHD","Этикетка самокл. 280х100мм \"Выход-EXIT\" IEK","шт",null,"ПАКЕТ БЕЗ ФОРМЫ",10,10,10,157.52000000000001,131.26666666599999,100.8128,84.010666666666665]
[null,"LPC10-1-28-10-VZNAL","Этикетка самокл. 280х100мм \"Выезд/стрелка налево\" IEK","шт","Заказная","ПАКЕТ БЕЗ ФОРМЫ",10,10,10,157.52000000000001,131.26666666599999,100.8128,84.010666666666665]
[null,"LPC10-1-28-10-VZNAPR","Этикетка самокл. 280х100мм \"Выезд/стрелка направо\" IEK","шт","Заказная","ПАКЕТ БЕЗ ФОРМЫ",10,10,10,157.52000000000001,131.26666666599999,100.8128,84.010666666666665]
[null,"LPC10-1-31-09-EVV","Этикетка самокл. 310х90мм \"Эвакуац. выход\" IEK","шт","Заказная","ПАКЕТ БЕЗ ФОРМЫ",10,10,10,157.52000000000001,131.26666666599999,100.8128,84.010666666666665]
[null,"LPC10-1-31-09-FNAL","Этикетка самокл. 310х90мм \"Фигура/стр. влево\" IEK","шт",null,"ПАКЕТ БЕЗ ФОРМЫ",10,10,10,157.52000000000001,131.26666666599999,100.8128,84.010666666666665]
[null,"LPC10-1-31-09-FNAPR","Этикетка самокл. 310х90мм \"Фигура/стр. вправо\" IEK","шт",null,"ПАКЕТ БЕЗ ФОРМЫ",10,10,10,157.52000000000001,131.26666666599999,100.8128,84.010666666666665]
[null,"LPC10-1-31-09-FNIZ","Этикетка самокл. 310х90мм \"Фигура/стр. вниз\" IEK","шт",null,"ПАКЕТ БЕЗ ФОРМЫ",10,10,10,157.52000000000001,131.26666666599999,100.8128,84.010666666666665]
[null,"LPC10-1-31-09-FVERH","Этикетка самокл. 310х90мм \"Фигура/стр. вверх\" IEK","шт","Заказная","ПАКЕТ БЕЗ ФОРМЫ",10,10,10,157.52000000000001,131.26666666599999,100.8128,84.010666666666665]
[null,"LPC10-1-31-09-FVNNAL","Этикетка самокл. 310х90мм \"Фигура/стр. вниз влево\" IEK","шт","Заказная","ПАКЕТ БЕЗ ФОРМЫ",10,10,10,157.52000000000001,131.26666666599999,100.8128,84.010666666666665]
[null,"LPC10-1-31-09-FVNNAPR","Этикетка самокл. 310х90мм \"Фигура/стр. вниз вправо\" IEK","шт","Заказная","ПАКЕТ БЕЗ ФОРМЫ",10,10,10,157.52000000000001,131.26666666599999,100.8128,84.010666666666665]
[null,"LPC10-1-31-09-FVVNAL","Этикетка самокл. 310х90мм \"Фигура/стр. вверх влево\" IEK","шт","Заказная","ПАКЕТ БЕЗ ФОРМЫ",10,10,10,157.52000000000001,131.26666666599999,100.8128,84.010666666666665]
[null,"LPC10-1-31-09-FVVNAPR","Этикетка самокл. 310х90мм \"Фигура/стр. вверх вправо\" IEK","шт","Заказная","ПАКЕТ БЕЗ ФОРМЫ",10,10,10,157.52000000000001,131.26666666599999,100.8128,84.010666666666665]
[null,"LPC10-1-31-09-MSTS","Этикетка самокл. 310х90мм \"Место сбора\" IEK","шт","Заказная","ПАКЕТ БЕЗ ФОРМЫ",10,10,10,157.52000000000001,131.26666666599999,100.8128,84.010666666666665]
[null,"LPC10-1-31-09-NASST","Этикетка самокл. 310х90мм \"Насосная станция пож.\" IEK","шт","Заказная","ПАКЕТ БЕЗ ФОРМЫ",10,10,10,157.52000000000001,131.26666666599999,100.8128,84.010666666666665]
[null,"LPC10-1-31-09-PGID","Этикетка самокл. 310х90мм \"Пож. гидрант\" IEK","шт",null,"ПАКЕТ БЕЗ ФОРМЫ",10,10,10,157.52000000000001,131.26666666599999,100.8128,84.010666666666665]
[null,"LPC10-1-31-09-PKNAL","Этикетка самокл. 310х90мм \"Пож. кран/стр. налево\" IEK","шт","Заказная","ПАКЕТ БЕЗ ФОРМЫ",10,10,10,157.52000000000001,131.26666666599999,100.8128,84.010666666666665]
[null,"LPC10-1-31-09-PKNAPR","Этикетка самокл. 310х90мм \"Пож. кран/стр. направо\" IEK","шт","Заказная","ПАКЕТ БЕЗ ФОРМЫ",10,10,10,157.52000000000001,131.26666666599999,100.8128,84.010666666666665]
[null,"LPC10-1-31-09-PKRAN","Этикетка самокл. 310х90мм \"Пож. кран\" IEK","шт","Заказная","ПАКЕТ БЕЗ ФОРМЫ",10,10,10,157.52000000000001,131.26666666599999,100.8128,84.010666666666665]
[null,"LPC10-1-31-09-STR","Этикетка самокл. 310х90мм \"Направляющая стрелка\" IEK","шт",null,"ПАКЕТ БЕЗ ФОРМЫ",10,10,10,157.52000000000001,131.26666666599999,100.8128,84.010666666666665]
[null,"LPC10-1-31-09-VIEZD","Этикетка самокл. 310х90мм \"Выезд\" IEK","шт","Заказная","ПАКЕТ БЕЗ ФОРМЫ",10,10,10,157.52000000000001,131.26666666599999,100.8128,84.010666666666665]
[null,"LPC10-1-31-09-VLVNF","Этикетка самокл. 310х90мм \"Выход/лест. вниз/фигура\" IEK","шт","Заказная","ПАКЕТ БЕЗ ФОРМЫ",10,10,10,157.52000000000001,131.26666666599999,100.8128,84.010666666666665]
[null,"LPC10-1-31-09-VLVVF","Этикетка самокл. 310х90мм \"Выход/лест. вверх/фигура\" IEK","шт","Заказная","ПАКЕТ БЕЗ ФОРМЫ",10,10,10,157.52000000000001,131.26666666599999,100.8128,84.010666666666665]
[null,"LPC10-1-31-09-VYHD","Этикетка самокл. 310х90мм \"Выход-EXIT\" IEK","шт",null,"ПАКЕТ БЕЗ ФОРМЫ",10,10,10,157.52000000000001,131.26666666599999,100.8128,84.010666666666665]
[null,"LPC10-1-31-09-VZNAL","Этикетка самокл. 310х90мм \"Выезд/стрелка налево\" IEK","шт","Заказная","ПАКЕТ БЕЗ ФОРМЫ",10,10,10,157.52000000000001,131.26666666599999,100.8128,84.010666666666665]
[null,"LPC10-1-31-09-VZNAPR","Этикетка самокл. 310х90мм \"Выезд/стрелка направо\" IEK","шт","Заказная","ПАКЕТ БЕЗ ФОРМЫ",10,10,10,157.52000000000001,131.26666666599999,100.8128,84.010666666666665]
[null,"LPC10-1-31-28-EVV","Этикетка самокл. 310х280мм \"Эвакуац. выход\" IEK","шт","Заказная","ПАКЕТ БЕЗ ФОРМЫ",10,10,10,261.02,217.51666666599999,167.05279999999999,139.21066666666667]
[null,"LPC10-1-31-28-MSTS","Этикетка самокл. 310х280мм \"Место сбора\" IEK","шт","Заказная","ПАКЕТ БЕЗ ФОРМЫ",10,10,10,261.02,217.51666666599999,167.05279999999999,139.21066666666667]
[null,"LPC10-1-31-28-STR","Этикетка самокл. 310х280мм \"Направляющая стрелка\" IEK","шт","Заказная","ПАКЕТ БЕЗ ФОРМЫ",10,10,10,261.02,217.51666666599999,167.05279999999999,139.21066666666667]
[null,"LPC10-1-35-13-EVV","Этикетка самокл. 350х130мм \"Эвакуац. выход\" IEK","шт","Заказная","ПАКЕТ БЕЗ ФОРМЫ",10,10,10,92,76.666666665999998,58.88,49.066666666666663]
[null,"LPC10-1-35-13-MSTS","Этикетка самокл. 350х130мм \"Место сбора\" IEK","шт","Заказная","ПАКЕТ БЕЗ ФОРМЫ",10,10,10,92,76.666666665999998,58.88,49.066666666666663]
[null,"LPC10-1-35-13-NASST","Этикетка самокл. 350х130мм \"Насосная станция пож.\" IEK","шт","Заказная","ПАКЕТ ПРЯМОУГОЛЬНЫЙ",10,10,10,99,82.5,63.36,52.8]
[null,"LPC10-1-35-13-NEV","Этикетка самокл. 350х130мм \"Не входить\" IEK","шт","Заказная","ПАКЕТ БЕЗ ФОРМЫ",10,10,10,92,76.666666665999998,58.88,49.066666666666663]
[null,"LPC10-1-35-13-PKRAN","Этикетка самокл. 350х130мм \"Пож. кран\" IEK","шт","Заказная","ПАКЕТ БЕЗ ФОРМЫ",50,10,10,92,76.666666665999998,58.88,49.066666666666663]
[null,"LPC10-1-35-13-STR","Этикетка самокл. 350х130мм \"Направляющая стрелка\" IEK","шт",null,"ПАКЕТ БЕЗ ФОРМЫ",10,10,10,92,76.666666665999998,58.88,49.066666666666663]
[null,"LPC10-1-33-14-EKSVZ","Этикетка самокл. 330х140мм \"Экстренная связь\" IEK","шт","Заказная","ПАКЕТ ПРЯМОУГОЛЬНЫЙ",10,10,10,154.88,129.066666666,99.123199999999997,82.602666666666664]
[null,"LPC10-1-33-14-EVV","Этикетка самокл. 330х140мм \"Эвакуац. выход\" IEK","шт","Заказная","ПАКЕТ БЕЗ ФОРМЫ",10,10,10,154.88,129.066666666,99.123199999999997,82.602666666666664]
[null,"LPC10-1-33-14-FNAL","Этикетка самокл. 330х140мм \"Фигура/стр. влево\" IEK","шт","Заказная","ПАКЕТ БЕЗ ФОРМЫ",10,10,10,154.88,129.066666666,99.123199999999997,82.602666666666664]
[null,"LPC10-1-33-14-FNAPR","Этикетка самокл. 330х140мм \"Фигура/стр. вправо\" IEK","шт","Заказная","ПАКЕТ БЕЗ ФОРМЫ",10,10,10,154.88,129.066666666,99.123199999999997,82.602666666666664]
[null,"LPC10-1-33-14-FNIZ","Этикетка самокл. 330х140мм \"Фигура/стр. вниз\" IEK","шт","Заказная","ПАКЕТ БЕЗ ФОРМЫ",10,10,10,154.88,129.066666666,99.123199999999997,82.602666666666664]
[null,"LPC10-1-33-14-FVERH","Этикетка самокл. 330х140мм \"Фигура/стр. вверх\" IEK","шт","Заказная","ПАКЕТ БЕЗ ФОРМЫ",10,10,10,154.88,129.066666666,99.123199999999997,82.602666666666664]
[null,"LPC10-1-33-14-FVNNAL","Этикетка самокл. 330х140мм \"Фигура/стр. вниз влево\" IEK","шт","Заказная","ПАКЕТ БЕЗ ФОРМЫ",10,10,10,154.88,129.066666666,99.123199999999997,82.602666666666664]
[null,"LPC10-1-33-14-FVNNAPR","Этикетка самокл. 330х140мм \"Фигура/стр. вниз вправо\" IEK","шт","Заказная","ПАКЕТ БЕЗ ФОРМЫ",10,10,10,154.88,129.066666666,99.123199999999997,82.602666666666664]
[null,"LPC10-1-33-14-FVVNAL","Этикетка самокл. 330х140мм \"Фигура/стр. вверх влево\" IEK","шт","Заказная","ПАКЕТ БЕЗ ФОРМЫ",10,10,10,154.88,129.066666666,99.123199999999997,82.602666666666664]
[null,"LPC10-1-33-14-FVVNAPR","Этикетка самокл. 330х140мм \"Фигура/стр. вверх вправо\" IEK","шт","Заказная","ПАКЕТ БЕЗ ФОРМЫ",10,10,10,154.88,129.066666666,99.123199999999997,82.602666666666664]
[null,"LPC10-1-33-14-MEDPUNKT","Этикетка самокл. 330х140мм \"Медпункт\" IEK","шт","Заказная","ПАКЕТ ПРЯМОУГОЛЬНЫЙ",10,10,10,154.88,129.066666666,99.123199999999997,82.602666666666664]
[null,"LPC10-1-33-14-MSTS","Этикетка самокл. 330х140мм \"Место сбора\" IEK","шт","Заказная","ПАКЕТ БЕЗ ФОРМЫ",10,10,10,154.88,129.066666666,99.123199999999997,82.602666666666664]
[null,"LPC10-1-33-14-NASST","Этикетка самокл. 330х140мм \"Насосная станция пож.\" IEK","шт","Заказная","ПАКЕТ БЕЗ ФОРМЫ",10,10,10,154.88,129.066666666,99.123199999999997,82.602666666666664]
[null,"LPC10-1-33-14-PGID","Этикетка самокл. 330х140мм \"Пож. гидрант\" IEK","шт","Заказная","ПАКЕТ БЕЗ ФОРМЫ",10,10,10,154.88,129.066666666,99.123199999999997,82.602666666666664]
[null,"LPC10-1-33-14-PKNAL","Этикетка самокл. 330х140мм \"Пож. кран/стр. налево\" IEK","шт","Заказная","ПАКЕТ БЕЗ ФОРМЫ",10,10,10,154.88,129.066666666,99.123199999999997,82.602666666666664]
[null,"LPC10-1-33-14-PKNAPR","Этикетка самокл. 330х140мм \"Пож. кран/стр. направо\" IEK","шт","Заказная","ПАКЕТ БЕЗ ФОРМЫ",10,10,10,154.88,129.066666666,99.123199999999997,82.602666666666664]
[null,"LPC10-1-33-14-PKRAN","Этикетка самокл. 330х140мм \"Пож. кран\" IEK","шт","Заказная","ПАКЕТ БЕЗ ФОРМЫ",10,10,10,154.88,129.066666666,99.123199999999997,82.602666666666664]
[null,"LPC10-1-33-14-STR","Этикетка самокл. 330х140мм \"Направляющая стрелка\" IEK","шт","Заказная","ПАКЕТ БЕЗ ФОРМЫ",10,10,10,154.88,129.066666666,99.123199999999997,82.602666666666664]
[null,"LPC10-1-33-14-VIEZD","Этикетка самокл. 330х140мм \"Выезд\" IEK","шт","Заказная","ПАКЕТ БЕЗ ФОРМЫ",10,10,10,154.88,129.066666666,99.123199999999997,82.602666666666664]
[null,"LPC10-1-33-14-VLVNF","Этикетка самокл. 330х140мм \"Выход/лест. вниз/фигура\" IEK","шт","Заказная","ПАКЕТ БЕЗ ФОРМЫ",10,10,10,154.88,129.066666666,99.123199999999997,82.602666666666664]
[null,"LPC10-1-33-14-VLVVF","Этикетка самокл. 330х140мм \"Выход/лест. вверх/фигура\" IEK","шт","Заказная","ПАКЕТ БЕЗ ФОРМЫ",10,10,10,154.88,129.066666666,99.123199999999997,82.602666666666664]
[null,"LPC10-1-33-14-VYHD","Этикетка самокл. 330х140мм \"Выход-EXIT\" IEK","шт","Заказная","ПАКЕТ БЕЗ ФОРМЫ",10,10,10,154.88,129.066666666,99.123199999999997,82.602666666666664]
[null,"LPC10-1-33-14-VZNAL","Этикетка самокл. 330х140мм \"Выезд/стрелка налево\" IEK","шт","Заказная","ПАКЕТ БЕЗ ФОРМЫ",10,10,10,154.88,129.066666666,99.123199999999997,82.602666666666664]
[null,"LPC10-1-33-14-VZNAPR","Этикетка самокл. 330х140мм \"Выезд/стрелка направо\" IEK","шт","Заказная","ПАКЕТ БЕЗ ФОРМЫ",10,10,10,154.88,129.066666666,99.123199999999997,82.602666666666664]
[null,"LPC10-2-35-13-DNS","Этикетка самокл. 350х130мм \"ДНС\" IEK","шт","Заказная","ПАКЕТ ПРЯМОУГОЛЬНЫЙ",10,10,10,110,91.666666665999998,70.400000000000006,58.666666666666664]
[null,"LPC10-2-35-13-ELSHIT","Этикетка самокл. 350х130мм \"Электрощитовая\" IEK","шт","Заказная","ПАКЕТ ПРЯМОУГОЛЬНЫЙ",10,10,10,110,91.666666665999998,70.400000000000006,58.666666666666664]
[null,"LPC10-2-35-13-ELSHITAVST","Этикетка самокл. 350х130мм \"Электрощитовая автостоянки\" IEK","шт","Заказная","ПАКЕТ ПРЯМОУГОЛЬНЫЙ",10,10,10,110,91.666666665999998,70.400000000000006,58.666666666666664]
[null,"LPC10-2-35-13-ELSHITDOM","Этикетка самокл. 350х130мм \"Электрощитовая дома\" IEK","шт","Заказная","ПАКЕТ ПРЯМОУГОЛЬНЫЙ",10,10,10,110,91.666666665999998,70.400000000000006,58.666666666666664]
[null,"LPC10-2-35-13-ITP","Этикетка самокл. 350х130мм \"ИТП\" IEK","шт","Заказная","ПАКЕТ ПРЯМОУГОЛЬНЫЙ",10,10,10,110,91.666666665999998,70.400000000000006,58.666666666666664]
[null,"LPC10-2-35-13-MASHPOM","Этикетка самокл. 350х130мм \"Машинное помещение\" IEK","шт","Заказная","ПАКЕТ ПРЯМОУГОЛЬНЫЙ",10,10,10,110,91.666666665999998,70.400000000000006,58.666666666666664]
[null,"LPC10-2-35-13-NASHOZPT","Этикетка самокл. 350х130мм \"Нассосная хоз-питьевая\" IEK","шт","Заказная","ПАКЕТ ПРЯМОУГОЛЬНЫЙ",10,10,10,110,91.666666665999998,70.400000000000006,58.666666666666664]
[null,"LPC10-2-35-13-SERVERDOM","Этикетка самокл. 350х130мм \"Серверная общедомовая\" IEK","шт","Заказная","ПАКЕТ ПРЯМОУГОЛЬНЫЙ",10,10,10,110,91.666666665999998,70.400000000000006,58.666666666666664]
[null,"LPC10-2-35-13-VENTKAM","Этикетка самокл. 350х130мм \"Венткамера\" IEK","шт","Заказная","ПАКЕТ ПРЯМОУГОЛЬНЫЙ",10,10,10,110,91.666666665999998,70.400000000000006,58.666666666666664]
[null,"LPC10-2-35-13-VENTKAMAVST","Этикетка самокл. 350х130мм \"Венткамера автостоянки\" IEK","шт","Заказная","ПАКЕТ ПРЯМОУГОЛЬНЫЙ",10,10,10,110,91.666666665999998,70.400000000000006,58.666666666666664]
[null,"LPC10-2-35-13-VENTKAMPOD","Этикетка самокл. 350х130мм \"Венткамера подпора\" IEK","шт","Заказная","ПАКЕТ ПРЯМОУГОЛЬНЫЙ",10,10,10,110,91.666666665999998,70.400000000000006,58.666666666666664]
[null,"LPC10-2-35-13-YACHSETSVZ1","Этикетка самокл. 350х130мм \"Ячейка сетей связи № 1\" IEK","шт","Заказная","ПАКЕТ ПРЯМОУГОЛЬНЫЙ",10,10,10,110,91.666666665999998,70.400000000000006,58.666666666666664]
[null,"LPC10-2-35-13-YACHSETSVZ2","Этикетка самокл. 350х130мм \"Ячейка сетей связи № 2\" IEK","шт","Заказная","ПАКЕТ ПРЯМОУГОЛЬНЫЙ",10,10,10,110,91.666666665999998,70.400000000000006,58.666666666666664]
[null,"LPC10-2-35-13-YACHSETSVZ3","Этикетка самокл. 350х130мм \"Ячейка сетей связи № 3\" IEK","шт","Заказная","ПАКЕТ ПРЯМОУГОЛЬНЫЙ",10,10,10,110,91.666666665999998,70.400000000000006,58.666666666666664]
[null,"LPC10-1-15-15-EKSVZ","Этикетка самокл. 150х150мм \"Экстренная связь\" IEK","шт","Заказная","ПАКЕТ ПРЯМОУГОЛЬНЫЙ",10,1,1,79.78,66.483333333000004,51.059199999999997,42.54933333333333]
[null,"LPC10-1-15-15-MEDPUNKT","Этикетка самокл. 150х150мм \"Медпункт\" IEK","шт","Заказная","ПАКЕТ ПРЯМОУГОЛЬНЫЙ",10,1,1,79.78,66.483333333000004,51.059199999999997,42.54933333333333]
[null,"LPC10-1-24-09-EKSVZ","Этикетка самокл. 240х90мм \"Экстренная связь\" IEK","шт","Заказная","ПАКЕТ ПРЯМОУГОЛЬНЫЙ",10,1,1,86,71.666666665999998,55.04,45.866666666666667]
[null,"LPC10-1-24-09-FNAL","Этикетка самокл. 240х90мм \"Фигура/стр. влево\" IEK","шт",null,"ГОФРОКОРОБ",10,10,10,86,71.666666665999998,55.04,45.866666666666667]
[null,"LPC10-1-24-09-FNAPR","Этикетка самокл. 240х90мм \"Фигура/стр. вправо\" IEK","шт",null,"ГОФРОКОРОБ",10,10,10,86,71.666666665999998,55.04,45.866666666666667]
[null,"LPC10-1-24-09-FNIZ","Этикетка самокл. 240х90мм \"Фигура/стр. вниз\" IEK","шт",null,"ГОФРОКОРОБ",10,10,10,86,71.666666665999998,55.04,45.866666666666667]
[null,"LPC10-1-24-09-FVERH","Этикетка самокл. 240х90мм \"Фигура/стр. вверх\" IEK","шт",null,"ГОФРОКОРОБ",10,10,10,86,71.666666665999998,55.04,45.866666666666667]
[null,"LPC10-1-24-09-FVVNAL","Этикетка самокл. 240х90мм \"Фигура/стр. вверх влево\" IEK","шт",null,"ГОФРОКОРОБ",10,10,10,86,71.666666665999998]
[null,"LPC10-1-24-09-FVNNAPR","Этикетка самокл. 240х90мм \"Фигура/стр. вниз вправо\" IEK","шт",null,"ГОФРОКОРОБ",10,10,10,86,71.666666665999998,55.04,45.866666666666667]
[null,"LPC10-1-24-09-FVNNAL","Этикетка самокл. 240х90мм \"Фигура/стр. вниз влево\" IEK","шт",null,"ГОФРОКОРОБ",10,10,10,86,71.666666665999998,55.04,45.866666666666667]
[null,"LPC10-1-24-09-FVVNAPR","Этикетка самокл. 240х90мм \"Фигура/стр. вверх вправо\" IEK","шт",null,"ГОФРОКОРОБ",10,10,10,86,71.666666665999998]
[null,"LPC10-1-24-09-MEDPUNKT","Этикетка самокл. 240х90мм \"Медпункт\" IEK","шт","Заказная","ПАКЕТ ПРЯМОУГОЛЬНЫЙ",10,1,1,86,71.666666665999998,55.04,45.866666666666667]
[null,"LPC10-1-24-09-PGID","Этикетка самокл. 240х90мм \"Пож. гидрант\" IEK","шт",null,"ГОФРОКОРОБ",10,10,10,86,71.666666665999998,55.04,45.866666666666667]
[null,"LPC10-1-24-09-PKNAL","Этикетка самокл. 240х90мм \"Пож. кран/стр. налево\" IEK","шт","Заказная","ГОФРОКОРОБ",10,10,10,86,71.666666665999998,55.04,45.866666666666667]
[null,"LPC10-1-24-09-PKNAPR","Этикетка самокл. 240х90мм \"Пож. кран/стр. направо\" IEK","шт","Заказная","ГОФРОКОРОБ",10,10,10,86,71.666666665999998,55.04,45.866666666666667]
[null,"LPC10-1-24-09-STR","Этикетка самокл. 240х90мм \"Направляющая стрелка\" IEK","шт",null,"ГОФРОКОРОБ",10,10,10,86,71.666666665999998,55.04,45.866666666666667]
[null,"LPC10-1-24-09-VIEZD","Этикетка самокл. 240х90мм \"Выезд\" IEK","шт",null,"ГОФРОКОРОБ",10,10,10,86,71.666666665999998,55.04,45.866666666666667]
[null,"LPC10-1-24-09-VLVNF","Этикетка самокл. 240х90мм \"Выход/лест. вниз/фигура\" IEK","шт",null,"ГОФРОКОРОБ",10,10,10,86,71.666666665999998,55.04,45.866666666666667]
[null,"LPC10-1-24-09-VLVVF","Этикетка самокл. 240х90мм \"Выход/лест. вверх/фигура\" IEK","шт",null,"ГОФРОКОРОБ",10,10,10,86,71.666666665999998]
[null,"LPC10-1-24-09-VYHD","Этикетка самокл. 240х90мм \"Выход-EXIT\" IEK","шт",null,"ГОФРОКОРОБ",10,10,10,86,71.666666665999998,55.04,45.866666666666667]
[null,"LPC10-1-24-09-VZNAL","Этикетка самокл. 240х90мм \"Выезд/стрелка налево\" IEK","шт",null,"ГОФРОКОРОБ",10,10,10,86,71.666666665999998,55.04,45.866666666666667]
[null,"LPC10-1-24-09-VZNAPR","Этикетка самокл. 240х90мм \"Выезд/стрелка направо\" IEK","шт",null,"ГОФРОКОРОБ",10,10,10,86,71.666666665999998,55.04,45.866666666666667]
[null,"LPC10-1-28-10-EKSVZ","Этикетка самокл. 280х100мм \"Экстренная связь\" IEK","шт","Заказная","ПАКЕТ ПРЯМОУГОЛЬНЫЙ",10,1,1,157.52000000000001,131.26666666599999,100.8128,84.010666666666665]
[null,"LPC10-1-28-10-MEDPUNKT","Этикетка самокл. 280х100мм \"Медпункт\" IEK","шт","Заказная","ПАКЕТ ПРЯМОУГОЛЬНЫЙ",10,1,1,157.52000000000001,131.26666666599999,100.8128,84.010666666666665]
[null,"LPC10-1-31-09-EKSVZ","Этикетка самокл. 310х90мм \"Экстренная связь\" IEK","шт","Заказная","ПАКЕТ ПРЯМОУГОЛЬНЫЙ",10,1,1,157.52000000000001,131.26666666599999,100.8128,84.010666666666665]
[null,"LPC10-1-31-09-MEDPUNKT","Этикетка самокл. 310х90мм \"Медпункт\" IEK","шт","Заказная","ПАКЕТ ПРЯМОУГОЛЬНЫЙ",10,1,1,157.52000000000001,131.26666666599999,100.8128,84.010666666666665]
[null,"LPC10-1-31-28-EKSVZ","Этикетка самокл. 310х280мм \"Экстренная связь\" IEK","шт","Заказная","ПАКЕТ ПРЯМОУГОЛЬНЫЙ",10,1,1,261.08,217.566666666,167.09119999999999,139.24266666666668]
[null,"LPC10-1-31-28-MEDPUNKT","Этикетка самокл. 310х280мм \"Медпункт\" IEK","шт","Заказная","ПАКЕТ ПРЯМОУГОЛЬНЫЙ",10,1,1,261.08,217.566666666,167.09119999999999,139.24266666666668]
[null,"LPC10-1-31-28-PGID","Этикетка самокл. 310х280мм \"Пож. гидрант\" IEK","шт","Заказная","ГОФРОКОРОБ",10,50,50,261.08,217.566666666,167.09119999999999,139.24266666666668]
[null,"LPC10-1-31-28-PKNAL","Этикетка самокл. 310х280мм \"Пож. кран/стрелка налево\" IEK","шт","Заказная","ГОФРОКОРОБ",10,50,50,261.08,217.566666666,167.09119999999999,139.24266666666668]
[null,"LPC10-1-31-28-PKNAPR","Этикетка самокл. 310х280мм \"Пож. кран/стрелка направо\" IEK","шт","Заказная","ГОФРОКОРОБ",10,50,50,261.08,217.566666666,167.09119999999999,139.24266666666668]
[null,"LPC10-1-31-28-PKRAN","Этикетка самокл. 310х280мм \"Пож. кран\" IEK","шт",null,"ПАКЕТ ПРЯМОУГОЛЬНЫЙ",10,10,10,261.08,217.566666666,167.09119999999999,139.24266666666668]
[null,"LPC10-1-31-28-VIEZD","Этикетка самокл. 310х280мм \"Выезд\" IEK","шт","Заказная","ГОФРОКОРОБ",10,50,50,261.08,217.566666666,167.09119999999999,139.24266666666668]
[null,"LPC10-1-31-28-VNAL","Этикетка самокл. 310х280мм \"Выход/стрелка налево\" IEK","шт","Заказная","ГОФРОКОРОБ",10,50,50,261.08,217.566666666,167.09119999999999,139.24266666666668]
[null,"LPC10-1-31-28-VNAPR","Этикетка самокл. 310х280мм \"Выход/стрелка направо\" IEK","шт","Заказная","ГОФРОКОРОБ",10,50,50,261.08,217.566666666,167.09119999999999,139.24266666666668]
[null,"LPC10-1-31-28-VZNAL","Этикетка самокл. 310х280мм \"Выезд/стрелка налево\" IEK","шт","Заказная","ГОФРОКОРОБ",10,50,50,261.08,217.566666666,167.09119999999999,139.24266666666668]
[null,"LPC10-1-31-28-VZNAPR","Этикетка самокл. 310х280мм \"Выезд/стрелка направо\" IEK","шт","Заказная","ГОФРОКОРОБ",10,50,50,261.08,217.566666666,167.09119999999999,139.24266666666668]
[null,"LPC10-1-31-28-VZVV","Этикетка самокл. 310х280мм \"Выезд/стрелка вверх\" IEK","шт","Заказная","ГОФРОКОРОБ",10,50,50,261.08,217.566666666]
[null,"LPC10-1-35-13-EKSVZ","Этикетка самокл. 350х130мм \"Экстренная связь\" IEK","шт","Заказная","ПАКЕТ ПРЯМОУГОЛЬНЫЙ",10,1,1,92,76.666666665999998,58.88,49.066666666666663]
[null,"LPC10-1-35-13-FNAL","Этикетка самокл. 350х130мм \"Фигура/стрелка влево\" IEK","шт",null,"ГОФРОКОРОБ",10,10,10,92,76.666666665999998,58.88,49.066666666666663]
[null,"LPC10-1-35-13-FNAPR","Этикетка самокл. 350х130мм \"Фигура/стрелка вправо\" IEK","шт",null,"ГОФРОКОРОБ",10,10,10,92,76.666666665999998,58.88,49.066666666666663]
[null,"LPC10-1-35-13-FNIZ","Этикетка самокл. 350х130мм \"Фигура/стрелка вниз\" IEK","шт",null,"ГОФРОКОРОБ",10,10,10,92,76.666666665999998,58.88,49.066666666666663]
[null,"LPC10-1-35-13-FVERH","Этикетка самокл. 350х130мм \"Фигура/стрелка вверх\" IEK","шт",null,"ГОФРОКОРОБ",10,10,10,92,76.666666665999998,58.88,49.066666666666663]
[null,"LPC10-1-35-13-MEDPUNKT","Этикетка самокл. 350х130мм \"Медпункт\" IEK","шт","Заказная","ПАКЕТ ПРЯМОУГОЛЬНЫЙ",10,1,1,92,76.666666665999998,58.88,49.066666666666663]
[null,"LPC10-1-35-13-PGID","Этикетка самокл. 350х130мм \"Пож. гидрант\" IEK","шт",null,"ГОФРОКОРОБ",10,10,10,92,76.666666665999998,58.88,49.066666666666663]
[null,"LPC10-1-35-13-PKNAL","Этикетка самокл. 350х130мм \"Пож. кран/стрелка налево\" IEK","шт","Заказная","ГОФРОКОРОБ",10,10,10,92,76.666666665999998,58.88,49.066666666666663]
[null,"LPC10-1-35-13-PKNAPR","Этикетка самокл. 350х130мм \"Пож. кран/стрелка направо\" IEK","шт","Заказная","ГОФРОКОРОБ",10,10,10,92,76.666666665999998,58.88,49.066666666666663]
[null,"LPC10-1-35-13-VIEZD","Этикетка самокл. 350х130мм \"Выезд\" IEK","шт",null,"ГОФРОКОРОБ",10,10,10,92,76.666666665999998,58.88,49.066666666666663]
[null,"LPC10-1-35-13-VLVNF","Этикетка самокл. 350х130мм \"Выход/лестница вниз/фигура\" IEK","шт",null,"ГОФРОКОРОБ",10,10,10,92,76.666666665999998,58.88,49.066666666666663]
[null,"LPC10-1-35-13-VLVVF","Этикетка самокл. 350х130мм \"Выход/лест.вверх/фигура\" IEK","шт",null,"ГОФРОКОРОБ",10,10,10,92,76.666666665999998,58.88,49.066666666666663]
[null,"LPC10-1-35-13-VYHD","Этикетка самокл. 350х130мм \"Выход\" IEK","шт",null,"ГОФРОКОРОБ",10,10,10,92,76.666666665999998,58.88,49.066666666666663]
[null,"LPC10-1-35-13-VZNAL","Этикетка самокл. 350х130мм \"Выезд/стрелка налево\" IEK","шт",null,"ГОФРОКОРОБ",10,10,10,92,76.666666665999998,58.88,49.066666666666663]
[null,"LPC10-1-35-13-VZNAPR","Этикетка самокл. 350х130мм \"Выезд/стрелка направо\" IEK","шт",null,"ГОФРОКОРОБ",10,10,10,92,76.666666665999998,58.88,49.066666666666663]
[null,"LPC10-2-30-15-NAPRVN","Пиктограмма \"ВЫХОД/стрелка напр. вниз\" PVC для ССА 3000 IEK","шт",null,"КОРОБКА/БОКС",400,10,10,154.88,129.066666666]
[null,"LPC10-2-30-15-PKRAN","Пиктограмма \"Пожарный кран\" PVC для ССА 3000 IEK","шт",null,"КОРОБКА/БОКС",400,10,10,154.88,129.066666666,99.123199999999997,82.602666666666664]
[null,"LPC10-2-30-15-VVERH","Пиктограмма \"ВЫХОД/стрелка вверх\" PVC для ССА 3000 IEK","шт",null,"КОРОБКА/БОКС",400,10,10,154.88,129.066666666,99.123199999999997,82.602666666666664]
["10.06.02.03 Оповещатели охранно-пожарные"]
[null,"LSSA1-01-2-012-52-BASE","Оповещатель охр-пож. световой 12 (база) 12В IP52 IEK","шт",null,"ГОФРОКОРОБ",51,1,1,340,283.33333333299998,217.6,181.33333333333334]
[null,"LSSA1-01-2-220-52-BASE","Оповещатель охр-пож. световой 220 (база) 220В IP52 IEK","шт",null,"ГОФРОКОРОБ",51,1,1,823,685.83333333300004,526.72,438.93333333333334]
[null,"LSSA1-01-2-220-52-VYHD","Оповещатель охр-пож. световой 220 \"Выход\" 220В IP52 IEK","шт",null,"ГОФРОКОРОБ",51,1,1,977.32,814.43333333299995,625.48479999999995,521.23733333333337]
[null,"LSSA2-01-2-220-52-VYHD","Оповещатель охр-пож. световой 220-РИП \"Выход\" 220В IP52 IEK","шт",null,"ГОФРОКОРОБ",51,1,1,2247.7399999999998,1873.1166666659999,1438.5536,1198.7946666666667]
[null,"LPC10-02-30-10-NAL","Сменное табло \"Стрелка налево\" зеленый фон IEK","шт",null,"ГОФРОКОРОБ",152,1,1,175.7,146.416666666,112.44799999999999,93.706666666666663]
[null,"LPC10-02-30-10-NAP","Сменное табло \"Стрелка направо\" зеленый фон IEK","шт",null,"ГОФРОКОРОБ",152,1,1,175.7,146.416666666,112.44799999999999,93.706666666666663]
[null,"LPC10-02-30-10-NEV","Сменное табло \"Не входить\" красный фон IEK","шт",null,"ГОФРОКОРОБ",152,1,1,175.7,146.416666666,112.44799999999999,93.706666666666663]
[null,"LPC10-02-30-10-ZVYHD","Сменное табло \"Запасный выход\" зеленый фон IEK","шт",null,"ГОФРОКОРОБ",152,1,1,125.5,104.583333333]
["10.06.03 Блоки аварийного питания"]
["10.06.03.01 Блоки аварийного питания"]
[null,"LLVPOD-EPK-12-3H","Блок аварийного питания БАП12-3,0 для LED IEK","шт",null,"КОРОБКА/БОКС",50,1,1,6094.72,5078.9333333329996,3900.6208000000001,3250.5173333333332]
[null,"LDVAOD-SMD-2835-18","Линейка LED-18SMD2835 3,6Вт.,12В,4000-4500K для БАП12-3 IEK","шт",null,"КОРОБКА/БОКС",400,5,5,484.44,403.7,310.04160000000002,258.36799999999999]
[null,"LLVPOD-EPK-58-1H","Блок аварийного питания БАП58-1,0 для ЛЛ/КЛЛ IEK","шт",null,"КОРОБКА/БОКС",20,1,1,4435.45,3696.2083333330002,2838.6880000000001,2365.5733333333333]
[null,"LLVPOD-EPK-58-3H","Блок аварийного питания БАП58-3,0 для ЛЛ/КЛЛ IEK","шт",null,"КОРОБКА/БОКС",20,1,1,4169.62,3474.6833333330001,2668.5567999999998,2223.7973333333334]
[null,"LLVPOD-EPK-120-1H-3H","Блок аварийного питания БАП120-1,0/3,0 совмещ. для LED IEK","шт",null,"ГОФРОКОРОБ",25,1,1,6895.36,5746.1333333330003,4413.0303999999996,3677.5253333333335]
[null,"LLVPOD-EPK-200-1H","Блок аварийного питания БАП200-1,0 для LED IEK","шт",null,"КОРОБКА/БОКС",20,1,1,7364.81,6137.3416666659996,4713.4784,3927.8986666666665]
[null,"LLVPOD-EPK-200-1H-U","Блок аварийного питания БАП200-1,0 универс. для LED IP65 IEK","шт",null,"ГОФРОКОРОБ",4,1,1,39881.68,33234.733333333003,25524.2752,21270.229333333333]
[null,"LLVPOD-EPK-200-3H","Блок аварийного питания БАП200-3,0 для LED IEK","шт",null,"КОРОБКА/БОКС",10,1,1,8310.56,6925.4666666659996,5318.7583999999997,4432.2986666666666]
[null,"LLVPOD-EPK-40-1H","Блок аварийного питания БАП40-1,0 для LED IEK","шт",null,"КОРОБКА/БОКС",50,1,1,5570.03,4641.6916666659999,3564.8191999999999,2970.6826666666666]
[null,"LLVPOD-EPK-40-1H-U","Блок аварийного питания БАП40-1,0 универс. для LED IP20 IEK","шт",null,"ГОФРОКОРОБ",20,1,1,12637.01,10530.841666666,8087.6863999999996,6739.7386666666671]
[null,"LLVPOD-EPK-40-3H","Блок аварийного питания БАП40-3,0 для LED IEK","шт",null,"КОРОБКА/БОКС",40,1,1,6492.52,5410.4333333329996,4155.2128000000002,3462.6773333333335]
[null,"LLVPOD-EPK-120-1H-U","Блок аварийного питания БАП120-1,0 универс. для LED IP65 IEK","шт",null,"ГОФРОКОРОБ",4,1,1,36288.79,30240.658333333002,23224.8256,19354.021333333334]
[null,"LDRT0-250-K01","Устройство дистанционного тест. и управл. УДТУ-250 IEK","шт",null,"ГОФРОКОРОБ",20,1,1,8329.76,6941.4666666659996]
["10.07 Управление освещением и комплектующие"]
["10.07.01 Датчики движения"]
["10.07.01.01 Датчики движения инфракрасные"]
[null,"LDD11-025-1200-001","Датчик движения ДД 025 белый, 1200Вт, 360 гр.,6М,IP20,IEK","шт",null,"ГОФРОКОРОБ",50,1,1,1007.45,839.54166666599997,644.76800000000003,537.30666666666662]
[null,"LDD11-201-1200-001","Датчик движения ДД 201 белый, 1200Вт, 360 гр.,6М,IP20,IEK","шт",null,"ГОФРОКОРОБ",50,1,1,1192.73,993.94166666599995,763.34720000000004,636.12266666666665]
[null,"LDD11-301-800-001","Датчик движения ДД 301 белый, 800Вт, 360 гр.,6М,IP20,IEK","шт",null,"ГОФРОКОРОБ",100,1,1,1279.3,1066.0833333329999,818.75199999999995,682.29333333333329]
[null,"LDD10-009-1100-001","Датчик движения ДД 009 белый, макс. нагрузка 1100Вт, угол обзора 180град., дальность 12м, IP44, IEK","шт",null,"ГОФРОКОРОБ",48,1,1,965.62,804.68333333299995,617.99680000000001,514.99733333333336]
[null,"LDD10-009-1100-002","Датчик движения ДД 009 черный, макс. нагрузка 1100Вт, угол обзора 180град., дальность 12м, IP44, IEK","шт",null,"ГОФРОКОРОБ",48,1,1,965.62,804.68333333299995,617.99680000000001,514.99733333333336]
[null,"LDD10-010-1100-001","Датчик движения ДД 010 белый, макс. нагрузка 1100Вт, угол обзора 180град., дальность 10м, IP44, IEK","шт",null,"ГОФРОКОРОБ",48,1,1,902.53,752.10833333300002,577.61919999999998,481.34933333333333]
[null,"LDD10-010-1100-002","Датчик движения ДД 010 черный, макс. нагрузка 1100Вт, угол обзора 180град., дальность 10м, IP44, IEK","шт",null,"ГОФРОКОРОБ",48,1,1,902.53,752.10833333300002,577.61919999999998,481.34933333333333]
[null,"LDD10-012-1100-001","Датчик движения ДД 012 белый, макс. нагрузка 1100Вт, угол обзора 180град., дальность 12м, IP44, IEK","шт",null,"ГОФРОКОРОБ",60,1,1,1059.1600000000001,882.633333333,677.86239999999998,564.88533333333328]
[null,"LDD10-012-1100-002","Датчик движения ДД 012 черный, макс. нагрузка 1100Вт, угол обзора 180град., дальность 12м, IP44, IEK","шт",null,"ГОФРОКОРОБ",60,1,1,1059.1600000000001,882.633333333,677.86239999999998,564.88533333333328]
[null,"LDD10-018B-1100-001","Датчик движения ДД 018В белый, макс. нагрузка 1100Вт, угол обзора 270град., дальность 12м, IP44, IEK","шт",null,"ГОФРОКОРОБ",48,1,1,1557.55,1297.9583333329999,996.83199999999999,830.69333333333338]
[null,"LDD10-018B-1100-002","Датчик движения ДД 018В черный, макс. нагрузка 1100Вт, угол обзора 270град, дальность 12м, IP44, IEK","шт",null,"ГОФРОКОРОБ",48,1,1,1557.55,1297.9583333329999,996.83199999999999,830.69333333333338]
[null,"LDD13-019-1100-001","Датчик движения ДД 019 белый, макс. нагрузка 1100Вт, угол обзора 120град., дальность 12м, IP44, IEK","шт",null,"ГОФРОКОРОБ",48,1,1,993.01,827.508333333,635.52639999999997,529.60533333333331]
[null,"LDD13-019-1100-002","Датчик движения ДД 019 черный, макс. нагрузка 1100Вт, угол обзора 120град., дальность 12м, IP44, IEK","шт",null,"ГОФРОКОРОБ",48,1,1,993.01,827.508333333,635.52639999999997,529.60533333333331]
[null,"LDD11-024-1100-001","Датчик движения ДД 024 белый, макс. нагрузка 1100Вт, угол обзора 120-360гра, дальность 6м, IP33, IEK","шт",null,"ГОФРОКОРОБ",60,1,1,974.9,812.41666666599997,623.93600000000004,519.94666666666672]
[null,"LDD11-024B-1100-001","Датчик движения ДД 024В белый, макс. нагрузка 1100Вт, угол обзора 180-360гр, дальность 6м, IP33, IEK","шт",null,"ГОФРОКОРОБ",60,1,1,1719.82,1433.1833333330001,1100.6848,917.23733333333337]
[null,"LDD12-028-1200-001","Датчик движения ДД 028 белый, макс. нагрузка 1200Вт, угол обзора 140град., дальность 9м, IP20, IEK","шт",null,"ГОФРОКОРОБ",120,1,1,1025.02,854.18333333299995,656.01279999999997,546.67733333333331]
[null,"LDD12-029-600-001","Датчик движения ДД 029 белый, макс. нагрузка 600Вт, угол обзора 120град., дальность 9м, IP20, IEK","шт",null,"ГОФРОКОРОБ",120,1,1,1096.81,914.008333333,701.95839999999998,584.96533333333332]
[null,"LDD10-008-1100-001","Датчик движения ДД 008 белый, макс. нагрузка 1100Вт, угол обзора 180град., дальность 12м, IP44, IEK","шт",null,"ГОФРОКОРОБ",48,1,1,965.62,804.68333333299995,617.99680000000001,514.99733333333336]
[null,"LDD10-008-1100-002","Датчик движения ДД 008 черный, макс. нагрузка 1100Вт, угол обзора 180град., дальность 12м, IP44, IEK","шт",null,"ГОФРОКОРОБ",48,1,1,965.62,804.68333333299995,617.99680000000001,514.99733333333336]
[null,"LDD10-013-1100-001","Датчик движения ДД 013 белый 1200Вт 180гр 12м IP65 IEK","шт",null,"ГОФРОКОРОБ",50,1,1,1382.24,1151.8666666659999,884.6336,737.19466666666665]
[null,"LDD10-015-800-001","Датчик движения ДД 015 белый 800Вт 180гр 12м IP44 IEK","шт",null,"ГОФРОКОРОБ",50,1,1,1212.53,1010.4416666659999,776.01919999999996,646.68266666666671]
[null,"LDD10-045-60-001","Датчик движения ДД 045 белый E27 60Вт 360гр 6м IP20 IEK","шт",null,"ГОФРОКОРОБ",50,1,1,1212.53,1010.4416666659999,776.01919999999996,646.68266666666671]
[null,"LDD11-022-2000-001","Датчик движения ДД 022 белый 2000Вт 360гр 4мх20м IP20 IEK","шт",null,"ГОФРОКОРОБ",50,1,1,2043.94,1703.283333333,1308.1215999999999,1090.1013333333333]
[null,"LDD11-023-2000-001","Датчик движения ДД 023 белый 2000Вт 360гр 20м IP20 IEK","шт",null,"ГОФРОКОРОБ",50,1,1,2390.3000000000002,1991.9166666660001,1529.7919999999999,1274.8266666666666]
[null,"LDD11-026-2000-001","Датчик движения ДД 026 белый 2000Вт 360гр 6м IP20 IEK","шт",null,"ГОФРОКОРОБ",50,1,1,1316.38,1096.983333333,842.48320000000001,702.06933333333336]
[null,"LDD11-027-1200-001","Датчик движения ДД 027 белый 1200Вт 360гр 12м IP20 IEK","шт",null,"ГОФРОКОРОБ",50,1,1,1527.55,1272.9583333329999,977.63199999999995,814.69333333333338]
[null,"LDD11-401-800-001","Датчик движения ДД 401 белый 800Вт 360гр 8м IP20 IEK","шт",null,"ГОФРОКОРОБ",50,1,1,1455.01,1212.5083333330001,931.20640000000003,776.00533333333328]
[null,"LDD12-030-500-001","Датчик движения ДД 030 белый 500Вт 160гр 9м IP20 IEK","шт",null,"ГОФРОКОРОБ",100,1,1,1142.8599999999999,952.383333333,731.43039999999996,609.52533333333338]
[null,"LDD12-031-500-001","Датчик движения ДД 031 белый 500Вт 190гр 9м IP20 IEK","шт",null,"ГОФРОКОРОБ",100,1,1,1766.74,1472.283333333,1130.7136,942.26133333333337]
[null,"LDD12-035-500-001","Датчик движения ДД 035 белый, макс. нагрузка 500Вт, угол обзора 140град., дальность 12м, IP20, IEK","шт",null,"ГОФРОКОРОБ",120,1,1,1193.5999999999999,994.66666666599997,763.904,636.5866666666667]
["10.07.01.02 Датчики движения микроволновые"]
[null,"LDD11-101MB-1200-001","Датчик движения ДД-МВ 101 белый, 1200Вт, 360 гр.,8М,IP20,IEK","шт",null,"ГОФРОКОРОБ",50,1,1,1731.76,1443.1333333330001,1108.3263999999999,923.60533333333331]
[null,"LDD11-201MB-1200-001","Датчик движения ДД-МВ 201 белый, 1200Вт, 360 гр.,8М,IP20,IEK","шт",null,"ГОФРОКОРОБ",100,1,1,1611.22,1342.6833333330001,1031.1808000000001,859.31733333333329]
[null,"LDD11-301MB-1200-001","Датчик движения ДД-МВ 301 белый, 1200Вт, 360 гр.,8М,IP20,IEK","шт",null,"ГОФРОКОРОБ",50,1,1,1915.52,1596.266666666,1225.9328,1021.6106666666667]
[null,"LDD11-401MB-500-001","Датчик движения ДД-МВ 401 белый, 500Вт, 360 гр.,8М,IP20,IEK","шт",null,"ГОФРОКОРОБ",100,1,1,1654.4,1378.6666666660001,1058.816,882.34666666666669]
[null,"LDD11-501MB-1200-001","Датчик движения ДД-МВ 501 белый 1200Вт 180гр 15м IP65 IEK","шт",null,"ГОФРОКОРОБ",50,1,1,2039.74,1699.783333333,1305.4336000000001,1087.8613333333333]
["10.07.02 Фотореле"]
["10.07.02.01 Фотореле"]
[null,"LFR20-600-1300-003","Фотореле ФР 600 серый, макс. нагрузка 1300 ВА IP44 IEK","шт",null,"ГОФРОКОРОБ",100,10,10,407.64,339.7,260.88959999999997,217.40799999999999]
[null,"LFR20-601-2200-003","Фотореле ФР 601 серый, макс. нагрузка 2200 ВА IP44 IEK","шт",null,"ГОФРОКОРОБ",120,20,20,530.98,442.48333333300002,339.8272,283.18933333333331]
[null,"LFR20-602-4400-003","Фотореле ФР 602 серый, макс. нагрузка 5500 ВА IP44 IEK","шт",null,"ГОФРОКОРОБ",120,20,20,734.36,611.96666666600004,469.99040000000002,391.65866666666665]
[null,"LFR20-603-2200-K01","Фотореле ФР 603 макс. нагрузка 2200ВА IP66 белый IEK","шт",null,"ГОФРОКОРОБ",50,1,1,1191.1600000000001,992.633333333,762.3424,635.28533333333337]
[null,"LFR20-604-3300-K01","Фотореле ФР 604 макс. нагрузка 3300ВА IP66 белый IEK","шт",null,"ГОФРОКОРОБ",50,1,1,1290.44,1075.3666666659999,825.88160000000005,688.23466666666661]
["10.07.03 Комплектующие для светильников"]
["10.07.03.01 ЭПРА для люминесцентных ламп"]
[null,"LLV136D-EBFL-1-36","ЭПРА 136 для линейных ЛЛ Т8 IEK","шт",null,"ГОФРОКОРОБ",50,1,1,973.45,811.20833333300004,623.00800000000004,519.17333333333329]
[null,"LLV236D-EBFL-2-36","ЭПРА 236 для линейных ЛЛ Т8 IEK","шт",null,"ГОФРОКОРОБ",50,1,1,1281.76,1068.1333333330001,820.32640000000004,683.60533333333331]
[null,"LLV258D-EBFL-2-58","ЭПРА 258 для линейных ЛЛ Т8 IEK","шт",null,"ГОФРОКОРОБ",50,1,1,1524.78,1270.6500000000001,975.85919999999999,813.21600000000001]
[null,"LLV418D-EBFL-4-18","ЭПРА 418 для линейных ЛЛ Т8 IEK","шт",null,"ГОФРОКОРОБ",50,1,1,1629.06,1357.55,1042.5984000000001,868.83199999999999]
["10.07.03.02 Стартеры"]
[null,"LLD111-LS-65","Стартёр LS111M 4-65Вт.. 220-240В IEK","шт",null,"ГОФРОКОРОБ",2000,25,25,27.7,23.083333332999999,17.728000000000002,14.773333333333333]
[null,"LLD151-LS-22","Стартёр LS151M 4...22Вт., 110-130В IEK","шт",null,"ГОФРОКОРОБ",2000,25,25,27.7,23.083333332999999,17.728000000000002,14.773333333333333]
["10.10 Проектное освещение LIGHTING PRO"]
["10.10.01 Светильники для ЖКХ PRO"]
["10.10.01.01 Светильники ДПО 5050-5342 PRO"]
[null,"LDPOA-5342-12-4000-K01","Светильник авар. LED ДПО 5342 12Вт 1,5ч 4000К IP54 круг IEK","шт",null,"ГОФРОКОРОБ",24,1,1,6327.1,5272.5833333330002,4049.3440000000001,3374.4533333333334]
[null,"LDPOA-5343-12-4000-K01","Светильник авар. LED ДПО 5343 12Вт 3ч 4000К IP54 круг IEK","шт",null,"ГОФРОКОРОБ",24,1,1,6581.2,5484.3333333330002,4211.9679999999998,3509.9733333333334]
[null,"LDPO0-5050-18-4000-K01","Светильник LED ДПО 5050 18Вт 4000К IP65 круг белый IEK","шт",null,"ГОФРОКОРОБ",24,1,1,1581.1,1317.5833333329999,1011.904,843.25333333333333]
[null,"LDPO0-5051-18-6500-K01","Светильник LED ДПО 5051 18Вт 6500К IP65 круг белый IEK","шт",null,"ГОФРОКОРОБ",24,1,1,1477.66,1231.3833333330001]
[null,"LDPO0-5060-24-4000-K01","Светильник LED ДПО 5060 24Вт 4000К IP65 круг белый IEK","шт",null,"ГОФРОКОРОБ",18,1,1,2045.08,1704.233333333]
["10.10.02 Панели светодиодные PRO"]
["10.10.02.01.01.01.01 Панели светодиодные Standart"]
[null,"LTP-DVO0-1012-18-40-K01","PRO Светильник ДВО 1012 18Вт 4000К Ra>90 595х180 пр. IEK","шт","Заказная","ГОФРОКОРОБ",4,1,1,6900,5750,4416,3680]
[null,"LTP-DVO0-1032-30-40-K01","PRO Светильник ДВО 1032 30Вт 4000К Ra>90 1195х180 пр. IEK","шт","Заказная","ГОФРОКОРОБ",4,1,1,8300,6916.6666666660003,5312,4426.666666666667]
[null,"LTP-DVO0-1032-36-40-K01","PRO Светильник ДВО 1032 36Вт 4000К Ra>90 1195х180 пр. IEK","шт","Заказная","ГОФРОКОРОБ",4,1,1,8500,7083.3333333330002,5440,4533.333333333333]
[null,"LTP-DVO0-1032-45-40-K01","PRO Светильник ДВО 1032 45Вт 4000К Ra>90 1195х180 пр. IEK","шт","Заказная","ГОФРОКОРОБ",4,1,1,8700,7250,5568,4640]
[null,"LTP-DVO0-1042-60-40-K01","PRO Светильник ДВО 1042 60Вт 4000К Ra>90 1195х595 пр. IEK","шт","Заказная","ГОФРОКОРОБ",4,1,1,15200,12666.666666666,9728,8106.666666666667]
[null,"LTP-DVO0-1072-18-40-K01","PRO Светильник ДВО 1072 18Вт 4000К Ra>90 595х295 пр. IEK","шт","Заказная","ГОФРОКОРОБ",4,1,1,7100,5916.6666666660003,4544,3786.6666666666665]
[null,"LTP-DVO0-1072-27-40-K01","PRO Светильник ДВО 1072 27Вт 4000К Ra>90 595х295 пр. IEK","шт","Заказная","ГОФРОКОРОБ",4,1,1,7300,6083.3333333330002,4672,3893.3333333333335]
[null,"LTP-DVO0-1082-30-40-K01","PRO Светильник ДВО 1082 30Вт 4000К Ra>90 1195х295 пр. IEK","шт","Заказная","ГОФРОКОРОБ",4,1,1,9000,7500,5760,4800]
[null,"LTP-DVO0-1082-36-40-K01","PRO Светильник ДВО 1082 36Вт 4000К Ra>90 1195х295 пр. IEK","шт","Заказная","ГОФРОКОРОБ",4,1,1,9200,7666.6666666660003,5888,4906.666666666667]
[null,"LTP-DVO0-1082-45-40-K01","PRO Светильник ДВО 1082 45Вт 4000К Ra>90 1195х295 пр. IEK","шт","Заказная","ГОФРОКОРОБ",4,1,1,9300,7750,5952,4960]
[null,"LTP-DVO1-1012-18-40-K01","PRO Светильник ДВО 1012 18Вт 4000К Ra>90 595х180 оп. IEK","шт","Заказная","ГОФРОКОРОБ",4,1,1,6900,5750,4416,3680]
[null,"LTP-DVO1-1032-30-40-K01","PRO Светильник ДВО 1032 30Вт 4000К Ra>90 1195х180 оп. IEK","шт","Заказная","ГОФРОКОРОБ",4,1,1,8300,6916.6666666660003,5312,4426.666666666667]
[null,"LTP-DVO1-1032-36-40-K01","PRO Светильник ДВО 1032 36Вт 4000К Ra>90 1195х180 оп. IEK","шт","Заказная","ГОФРОКОРОБ",4,1,1,8500,7083.3333333330002,5440,4533.333333333333]
[null,"LTP-DVO1-1032-45-40-K01","PRO Светильник ДВО 1032 45Вт 4000К Ra>90 1195х180 оп. IEK","шт","Заказная","ГОФРОКОРОБ",4,1,1,8700,7250,5568,4640]
[null,"LTP-DVO1-1042-60-40-K01","PRO Светильник ДВО 1042 60Вт 4000К Ra>90 1195х595 оп. IEK","шт","Заказная","ГОФРОКОРОБ",4,1,1,15200,12666.666666666,9728,8106.666666666667]
[null,"LTP-DVO1-1072-18-40-K01","PRO Светильник ДВО 1072 18Вт 4000К Ra>90 595х295 оп. IEK","шт","Заказная","ГОФРОКОРОБ",4,1,1,7100,5916.6666666660003,4544,3786.6666666666665]
[null,"LTP-DVO1-1072-27-40-K01","PRO Светильник ДВО 1072 27Вт 4000К Ra>90 595х295 оп. IEK","шт","Заказная","ГОФРОКОРОБ",4,1,1,7300,6083.3333333330002,4672,3893.3333333333335]
[null,"LTP-DVO1-1082-30-40-K01","PRO Светильник ДВО 1082 30Вт 4000К Ra>90 1195х295 оп. IEK","шт","Заказная","ГОФРОКОРОБ",4,1,1,9000,7500,5760,4800]
[null,"LTP-DVO1-1082-36-40-K01","PRO Светильник ДВО 1082 36Вт 4000К Ra>90 1195х295 оп. IEK","шт","Заказная","ГОФРОКОРОБ",4,1,1,9200,7666.6666666660003,5888,4906.666666666667]
[null,"LTP-DVO1-1082-45-40-K01","PRO Светильник ДВО 1082 45Вт 4000К Ra>90 1195х295 оп. IEK","шт","Заказная","ГОФРОКОРОБ",4,1,1,9300,7750,5952,4960]
[null,"LTP-DVO2-1012-18-40-K01","PRO Светильник ДВО 1012 18Вт 4000К Ra>90 595х180 мпр. IEK","шт","Заказная","ГОФРОКОРОБ",4,1,1,6900,5750,4416,3680]
[null,"LTP-DVO2-1032-30-40-K01","PRO Светильник ДВО 1032 30Вт 4000К Ra>90 1195х180 мпр. IEK","шт","Заказная","ГОФРОКОРОБ",4,1,1,8300,6916.6666666660003,5312,4426.666666666667]
[null,"LTP-DVO2-1032-36-40-K01","PRO Светильник ДВО 1032 36Вт 4000К Ra>90 1195х180 мпр. IEK","шт","Заказная","ГОФРОКОРОБ",4,1,1,8500,7083.3333333330002,5440,4533.333333333333]
[null,"LTP-DVO2-1032-45-40-K01","PRO Светильник ДВО 1032 45Вт 4000К Ra>90 1195х180 мпр. IEK","шт","Заказная","ГОФРОКОРОБ",4,1,1,8700,7250,5568,4640]
[null,"LTP-DVO2-1042-60-40-K01","PRO Светильник ДВО 1042 60Вт 4000К Ra>90 1195х595 мпр. IEK","шт","Заказная","ГОФРОКОРОБ",4,1,1,15200,12666.666666666,9728,8106.666666666667]
[null,"LTP-DVO2-1072-18-40-K01","PRO Светильник ДВО 1072 18Вт 4000К Ra>90 595х295 мпр. IEK","шт","Заказная","ГОФРОКОРОБ",4,1,1,7100,5916.6666666660003,4544,3786.6666666666665]
[null,"LTP-DVO2-1072-27-40-K01","PRO Светильник ДВО 1072 27Вт 4000К Ra>90 595х295 мпр. IEK","шт","Заказная","ГОФРОКОРОБ",4,1,1,7300,6083.3333333330002,4672,3893.3333333333335]
[null,"LTP-DVO2-1082-30-40-K01","PRO Светильник ДВО 1082 30Вт 4000К Ra>90 1195х295 мпр. IEK","шт","Заказная","ГОФРОКОРОБ",4,1,1,9000,7500,5760,4800]
[null,"LTP-DVO2-1082-36-40-K01","PRO Светильник ДВО 1082 36Вт 4000К Ra>90 1195х295 мпр. IEK","шт","Заказная","ГОФРОКОРОБ",4,1,1,9200,7666.6666666660003,5888,4906.666666666667]
[null,"LTP-DVO2-1082-45-40-K01","PRO Светильник ДВО 1082 45Вт 4000К Ra>90 1195х295 мпр. IEK","шт","Заказная","ГОФРОКОРОБ",4,1,1,9300,7750,5952,4960]
[null,"LTP-DVO1-1031-30-30-K01","PRO Светильник ДВО 1031 30Вт 3000К 1195х180 оп. IEK","шт","Заказная","ГОФРОКОРОБ",4,1,1,6593.98,5494.9833333329998,4220.1472000000003,3516.7893333333332]
[null,"LTP-DVO1-1031-30-40-K01","PRO Светильник ДВО 1031 30Вт 4000К 1195х180 оп. IEK","шт","Заказная","ГОФРОКОРОБ",4,1,1,6593.98,5494.9833333329998,4220.1472000000003,3516.7893333333332]
[null,"LTP-DVO1-1031-30-50-K01","PRO Светильник ДВО 1031 30Вт 5000К 1195х180 оп. IEK","шт","Заказная","ГОФРОКОРОБ",4,1,1,6593.98,5494.9833333329998,4220.1472000000003,3516.7893333333332]
[null,"LTP-DVO1-1031-30-65-K01","PRO Светильник ДВО 1031 30Вт 6500К 1195х180 оп. IEK","шт","Заказная","ГОФРОКОРОБ",4,1,1,6593.98,5494.9833333329998,4220.1472000000003,3516.7893333333332]
[null,"LTP-DVO1-1031-36-30-K01","PRO Светильник ДВО 1031 36Вт 3000К 1195х180 оп. IEK","шт","Заказная","ГОФРОКОРОБ",4,1,1,7193.75,5994.7916666660003,4604,3836.6666666666665]
[null,"LTP-DVO1-1031-36-40-K01","PRO Светильник ДВО 1031 36Вт 4000К 1195х180 оп. IEK","шт","Заказная","ГОФРОКОРОБ",4,1,1,7193.75,5994.7916666660003,4604,3836.6666666666665]
[null,"LTP-DVO1-1031-36-50-K01","PRO Светильник ДВО 1031 36Вт 5000К 1195х180 оп. IEK","шт","Заказная","ГОФРОКОРОБ",4,1,1,7193.75,5994.7916666660003,4604,3836.6666666666665]
[null,"LTP-DVO1-1031-36-65-K01","PRO Светильник ДВО 1031 36Вт 6500К 1195х180 оп. IEK","шт","Заказная","ГОФРОКОРОБ",4,1,1,7193.75,5994.7916666660003,4604,3836.6666666666665]
[null,"LTP-DVO1-1031-45-30-K01","PRO Светильник ДВО 1031 45Вт 3000К 1195х180 оп. IEK","шт","Заказная","ГОФРОКОРОБ",4,1,1,7664.8,6387.3333333330002,4905.4719999999998,4087.8933333333334]
[null,"LTP-DVO1-1031-45-40-K01","PRO Светильник ДВО 1031 45Вт 4000К 1195х180 оп. IEK","шт","Заказная","ГОФРОКОРОБ",4,1,1,7664.8,6387.3333333330002,4905.4719999999998,4087.8933333333334]
[null,"LTP-DVO1-1031-45-50-K01","PRO Светильник ДВО 1031 45Вт 5000К 1195х180 оп. IEK","шт","Заказная","ГОФРОКОРОБ",4,1,1,7664.8,6387.3333333330002,4905.4719999999998,4087.8933333333334]
[null,"LTP-DVO1-1031-45-65-K01","PRO Светильник ДВО 1031 45Вт 6500К 1195х180 оп. IEK","шт","Заказная","ГОФРОКОРОБ",4,1,1,7664.8,6387.3333333330002,4905.4719999999998,4087.8933333333334]
[null,"LTP-DVO2-1031-30-30-K01","PRO Светильник ДВО 1031 30Вт 3000К 1195х180 мпр. IEK","шт","Заказная","ГОФРОКОРОБ",4,1,1,6593.98,5494.9833333329998,4220.1472000000003,3516.7893333333332]
[null,"LTP-DVO2-1031-30-40-K01","PRO Светильник ДВО 1031 30Вт 4000К 1195х180 мпр. IEK","шт","Заказная","ГОФРОКОРОБ",4,1,1,6593.98,5494.9833333329998,4220.1472000000003,3516.7893333333332]
[null,"LTP-DVO2-1031-30-50-K01","PRO Светильник ДВО 1031 30Вт 5000К 1195х180 мпр. IEK","шт","Заказная","ГОФРОКОРОБ",4,1,1,6593.98,5494.9833333329998,4220.1472000000003,3516.7893333333332]
[null,"LTP-DVO2-1031-30-65-K01","PRO Светильник ДВО 1031 30Вт 6500К 1195х180 мпр. IEK","шт","Заказная","ГОФРОКОРОБ",4,1,1,6593.98,5494.9833333329998,4220.1472000000003,3516.7893333333332]
[null,"LTP-DVO2-1031-36-30-K01","PRO Светильник ДВО 1031 36Вт 3000К 1195х180 мпр. IEK","шт","Заказная","ГОФРОКОРОБ",4,1,1,7193.75,5994.7916666660003,4604,3836.6666666666665]
[null,"LTP-DVO2-1031-36-40-K01","PRO Светильник ДВО 1031 36Вт 4000К 1195х180 мпр. IEK","шт","Заказная","ГОФРОКОРОБ",4,1,1,7193.75,5994.7916666660003,4604,3836.6666666666665]
[null,"LTP-DVO2-1031-36-50-K01","PRO Светильник ДВО 1031 36Вт 5000К 1195х180 мпр. IEK","шт","Заказная","ГОФРОКОРОБ",4,1,1,7193.75,5994.7916666660003,4604,3836.6666666666665]
[null,"LTP-DVO2-1031-36-65-K01","PRO Светильник ДВО 1031 36Вт 6500К 1195х180 мпр. IEK","шт","Заказная","ГОФРОКОРОБ",4,1,1,7193.75,5994.7916666660003,4604,3836.6666666666665]
[null,"LTP-DVO2-1031-45-30-K01","PRO Светильник ДВО 1031 45Вт 3000К 1195х180 мпр. IEK","шт","Заказная","ГОФРОКОРОБ",4,1,1,7664.8,6387.3333333330002,4905.4719999999998,4087.8933333333334]
[null,"LTP-DVO2-1031-45-40-K01","PRO Светильник ДВО 1031 45Вт 4000К 1195х180 мпр. IEK","шт","Заказная","ГОФРОКОРОБ",4,1,1,7664.8,6387.3333333330002,4905.4719999999998,4087.8933333333334]
[null,"LTP-DVO2-1031-45-50-K01","PRO Светильник ДВО 1031 45Вт 5000К 1195х180 мпр. IEK","шт","Заказная","ГОФРОКОРОБ",4,1,1,7664.8,6387.3333333330002,4905.4719999999998,4087.8933333333334]
[null,"LTP-DVO2-1031-45-65-K01","PRO Светильник ДВО 1031 45Вт 6500К 1195х180 мпр. IEK","шт","Заказная","ГОФРОКОРОБ",4,1,1,7664.8,6387.3333333330002,4905.4719999999998,4087.8933333333334]
[null,"LTP-DVO0-1031-30-30-K01","PRO Светильник ДВО 1031 30Вт 3000К 1195х180 пр. IEK","шт","Заказная","ГОФРОКОРОБ",4,1,1,6593.98,5494.9833333329998,4220.1472000000003,3516.7893333333332]
[null,"LTP-DVO0-1031-30-40-K01","PRO Светильник ДВО 1031 30Вт 4000К 1195х180 пр. IEK","шт","Заказная","ГОФРОКОРОБ",4,1,1,6593.98,5494.9833333329998,4220.1472000000003,3516.7893333333332]
[null,"LTP-DVO0-1031-30-50-K01","PRO Светильник ДВО 1031 30Вт 5000К 1195х180 пр. IEK","шт","Заказная","ГОФРОКОРОБ",4,1,1,6593.98,5494.9833333329998,4220.1472000000003,3516.7893333333332]
[null,"LTP-DVO0-1031-30-65-K01","PRO Светильник ДВО 1031 30Вт 6500К 1195х180 пр. IEK","шт","Заказная","ГОФРОКОРОБ",4,1,1,6593.98,5494.9833333329998,4220.1472000000003,3516.7893333333332]
[null,"LTP-DVO0-1031-36-30-K01","PRO Светильник ДВО 1031 36Вт 3000К 1195х180 пр. IEK","шт","Заказная","ГОФРОКОРОБ",4,1,1,7193.75,5994.7916666660003,4604,3836.6666666666665]
[null,"LTP-DVO0-1031-36-40-K01","PRO Светильник ДВО 1031 36Вт 4000К 1195х180 пр. IEK","шт","Заказная","ГОФРОКОРОБ",4,1,1,7193.75,5994.7916666660003,4604,3836.6666666666665]
[null,"LTP-DVO0-1031-36-50-K01","PRO Светильник ДВО 1031 36Вт 5000К 1195х180 пр. IEK","шт","Заказная","ГОФРОКОРОБ",4,1,1,7193.75,5994.7916666660003,4604,3836.6666666666665]
[null,"LTP-DVO0-1031-36-65-K01","PRO Светильник ДВО 1031 36Вт 6500К 1195х180 пр. IEK","шт","Заказная","ГОФРОКОРОБ",4,1,1,7193.75,5994.7916666660003,4604,3836.6666666666665]
[null,"LTP-DVO0-1031-45-30-K01","PRO Светильник ДВО 1031 45Вт 3000К 1195х180 пр. IEK","шт","Заказная","ГОФРОКОРОБ",4,1,1,7664.8,6387.3333333330002,4905.4719999999998,4087.8933333333334]
[null,"LTP-DVO0-1031-45-40-K01","PRO Светильник ДВО 1031 45Вт 4000К 1195х180 пр. IEK","шт","Заказная","ГОФРОКОРОБ",4,1,1,7664.8,6387.3333333330002,4905.4719999999998,4087.8933333333334]
[null,"LTP-DVO0-1031-45-50-K01","PRO Светильник ДВО 1031 45Вт 5000К 1195х180 пр. IEK","шт","Заказная","ГОФРОКОРОБ",4,1,1,7664.8,6387.3333333330002,4905.4719999999998,4087.8933333333334]
[null,"LTP-DVO0-1031-45-65-K01","PRO Светильник ДВО 1031 45Вт 6500К 1195х180 пр. IEK","шт","Заказная","ГОФРОКОРОБ",4,1,1,7664.8,6387.3333333330002,4905.4719999999998,4087.8933333333334]
[null,"LTP-DVO1-1081-30-30-K01","PRO Светильник ДВО 1081 30Вт 3000К 1195х295 оп. IEK","шт","Заказная","ГОФРОКОРОБ",4,1,1,6593.98,5494.9833333329998,4220.1472000000003,3516.7893333333332]
[null,"LTP-DVO1-1081-30-40-K01","PRO Светильник ДВО 1081 30Вт 4000К 1195х295 оп. IEK","шт","Заказная","ГОФРОКОРОБ",4,1,1,6593.98,5494.9833333329998,4220.1472000000003,3516.7893333333332]
[null,"LTP-DVO1-1081-30-50-K01","PRO Светильник ДВО 1081 30Вт 5000К 1195х295 оп. IEK","шт","Заказная","ГОФРОКОРОБ",4,1,1,6593.98,5494.9833333329998,4220.1472000000003,3516.7893333333332]
[null,"LTP-DVO1-1081-30-65-K01","PRO Светильник ДВО 1081 30Вт 6500К 1195х295 оп. IEK","шт","Заказная","ГОФРОКОРОБ",4,1,1,6593.98,5494.9833333329998,4220.1472000000003,3516.7893333333332]
[null,"LTP-DVO1-1081-36-30-K01","PRO Светильник ДВО 1081 36Вт 3000К 1195х295 оп. IEK","шт","Заказная","ГОФРОКОРОБ",4,1,1,7193.75,5994.7916666660003,4604,3836.6666666666665]
[null,"LTP-DVO1-1081-36-40-K01","PRO Светильник ДВО 1081 36Вт 4000К 1195х295 оп. IEK","шт","Заказная","ГОФРОКОРОБ",4,1,1,7193.75,5994.7916666660003,4604,3836.6666666666665]
[null,"LTP-DVO1-1081-36-50-K01","PRO Светильник ДВО 1081 36Вт 5000К 1195х295 оп. IEK","шт","Заказная","ГОФРОКОРОБ",4,1,1,7193.75,5994.7916666660003,4604,3836.6666666666665]
[null,"LTP-DVO1-1081-36-65-K01","PRO Светильник ДВО 1081 36Вт 6500К 1195х295 оп. IEK","шт","Заказная","ГОФРОКОРОБ",4,1,1,7193.75,5994.7916666660003,4604,3836.6666666666665]
[null,"LTP-DVO1-1081-45-30-K01","PRO Светильник ДВО 1081 45Вт 3000К 1195х295 оп. IEK","шт","Заказная","ГОФРОКОРОБ",4,1,1,7664.8,6387.3333333330002,4905.4719999999998,4087.8933333333334]
[null,"LTP-DVO1-1081-45-40-K01","PRO Светильник ДВО 1081 45Вт 4000К 1195х295 оп. IEK","шт","Заказная","ГОФРОКОРОБ",4,1,1,7664.8,6387.3333333330002,4905.4719999999998,4087.8933333333334]
[null,"LTP-DVO1-1081-45-50-K01","PRO Светильник ДВО 1081 45Вт 5000К 1195х295 оп. IEK","шт","Заказная","ГОФРОКОРОБ",4,1,1,7664.8,6387.3333333330002,4905.4719999999998,4087.8933333333334]
[null,"LTP-DVO1-1081-45-65-K01","PRO Светильник ДВО 1081 45Вт 6500К 1195х295 оп. IEK","шт","Заказная","ГОФРОКОРОБ",4,1,1,7664.8,6387.3333333330002,4905.4719999999998,4087.8933333333334]
[null,"LTP-DVO2-1081-30-30-K01","PRO Светильник ДВО 1081 30Вт 3000К 1195х295 мпр. IEK","шт","Заказная","ГОФРОКОРОБ",4,1,1,6593.98,5494.9833333329998,4220.1472000000003,3516.7893333333332]
[null,"LTP-DVO2-1081-30-40-K01","PRO Светильник ДВО 1081 30Вт 4000К 1195х295 мпр. IEK","шт","Заказная","ГОФРОКОРОБ",4,1,1,6593.98,5494.9833333329998,4220.1472000000003,3516.7893333333332]
[null,"LTP-DVO2-1081-30-50-K01","PRO Светильник ДВО 1081 30Вт 5000К 1195х295 мпр. IEK","шт","Заказная","ГОФРОКОРОБ",4,1,1,6593.98,5494.9833333329998,4220.1472000000003,3516.7893333333332]
[null,"LTP-DVO2-1081-30-65-K01","PRO Светильник ДВО 1081 30Вт 6500К 1195х295 мпр. IEK","шт","Заказная","ГОФРОКОРОБ",4,1,1,6593.98,5494.9833333329998,4220.1472000000003,3516.7893333333332]
[null,"LTP-DVO2-1081-36-30-K01","PRO Светильник ДВО 1081 36Вт 3000К 1195х295 мпр. IEK","шт","Заказная","ГОФРОКОРОБ",4,1,1,7193.75,5994.7916666660003,4604,3836.6666666666665]
[null,"LTP-DVO2-1081-36-40-K01","PRO Светильник ДВО 1081 36Вт 4000К 1195х295 мпр. IEK","шт","Заказная","ГОФРОКОРОБ",4,1,1,7193.75,5994.7916666660003,4604,3836.6666666666665]
[null,"LTP-DVO2-1081-36-50-K01","PRO Светильник ДВО 1081 36Вт 5000К 1195х295 мпр. IEK","шт","Заказная","ГОФРОКОРОБ",4,1,1,7193.75,5994.7916666660003,4604,3836.6666666666665]
[null,"LTP-DVO2-1081-36-65-K01","PRO Светильник ДВО 1081 36Вт 6500К 1195х295 мпр. IEK","шт","Заказная","ГОФРОКОРОБ",4,1,1,7193.75,5994.7916666660003,4604,3836.6666666666665]
[null,"LTP-DVO2-1081-45-30-K01","PRO Светильник ДВО 1081 45Вт 3000К 1195х295 мпр. IEK","шт","Заказная","ГОФРОКОРОБ",4,1,1,7664.8,6387.3333333330002,4905.4719999999998,4087.8933333333334]
[null,"LTP-DVO2-1081-45-40-K01","PRO Светильник ДВО 1081 45Вт 4000К 1195х295 мпр. IEK","шт","Заказная","ГОФРОКОРОБ",4,1,1,7664.8,6387.3333333330002,4905.4719999999998,4087.8933333333334]
[null,"LTP-DVO2-1081-45-50-K01","PRO Светильник ДВО 1081 45Вт 5000К 1195х295 мпр. IEK","шт","Заказная","ГОФРОКОРОБ",4,1,1,7664.8,6387.3333333330002,4905.4719999999998,4087.8933333333334]
[null,"LTP-DVO2-1081-45-65-K01","PRO Светильник ДВО 1081 45Вт 6500К 1195х295 мпр. IEK","шт","Заказная","ГОФРОКОРОБ",4,1,1,7664.8,6387.3333333330002,4905.4719999999998,4087.8933333333334]
[null,"LTP-DVO0-1081-30-30-K01","PRO Светильник ДВО 1081 30Вт 3000К 1195х295 пр. IEK","шт","Заказная","ГОФРОКОРОБ",4,1,1,6593.98,5494.9833333329998,4220.1472000000003,3516.7893333333332]
[null,"LTP-DVO0-1081-30-40-K01","PRO Светильник ДВО 1081 30Вт 4000К 1195х295 пр. IEK","шт","Заказная","ГОФРОКОРОБ",4,1,1,6593.98,5494.9833333329998,4220.1472000000003,3516.7893333333332]
[null,"LTP-DVO0-1081-30-50-K01","PRO Светильник ДВО 1081 30Вт 5000К 1195х295 пр. IEK","шт","Заказная","ГОФРОКОРОБ",4,1,1,6593.98,5494.9833333329998,4220.1472000000003,3516.7893333333332]
[null,"LTP-DVO0-1081-30-65-K01","PRO Светильник ДВО 1081 30Вт 6500К 1195х295 пр. IEK","шт","Заказная","ГОФРОКОРОБ",4,1,1,6593.98,5494.9833333329998,4220.1472000000003,3516.7893333333332]
[null,"LTP-DVO0-1081-36-30-K01","PRO Светильник ДВО 1081 36Вт 3000К 1195х295 пр. IEK","шт","Заказная","ГОФРОКОРОБ",4,1,1,7193.75,5994.7916666660003,4604,3836.6666666666665]
[null,"LTP-DVO0-1081-36-40-K01","PRO Светильник ДВО 1081 36Вт 4000К 1195х295 пр. IEK","шт","Заказная","ГОФРОКОРОБ",4,1,1,7193.75,5994.7916666660003,4604,3836.6666666666665]
[null,"LTP-DVO0-1081-36-50-K01","PRO Светильник ДВО 1081 36Вт 5000К 1195х295 пр. IEK","шт","Заказная","ГОФРОКОРОБ",4,1,1,7193.75,5994.7916666660003,4604,3836.6666666666665]
[null,"LTP-DVO0-1081-36-65-K01","PRO Светильник ДВО 1081 36Вт 6500К 1195х295 пр. IEK","шт","Заказная","ГОФРОКОРОБ",4,1,1,7193.75,5994.7916666660003,4604,3836.6666666666665]
[null,"LTP-DVO0-1081-45-30-K01","PRO Светильник ДВО 1081 45Вт 3000К 1195х295 пр. IEK","шт","Заказная","ГОФРОКОРОБ",4,1,1,7664.8,6387.3333333330002,4905.4719999999998,4087.8933333333334]
[null,"LTP-DVO0-1081-45-40-K01","PRO Светильник ДВО 1081 45Вт 4000К 1195х295 пр. IEK","шт","Заказная","ГОФРОКОРОБ",4,1,1,7664.8,6387.3333333330002,4905.4719999999998,4087.8933333333334]
[null,"LTP-DVO0-1081-45-50-K01","PRO Светильник ДВО 1081 45Вт 5000К 1195х295 пр. IEK","шт","Заказная","ГОФРОКОРОБ",4,1,1,7664.8,6387.3333333330002,4905.4719999999998,4087.8933333333334]
[null,"LTP-DVO0-1081-45-65-K01","PRO Светильник ДВО 1081 45Вт 6500К 1195х295 пр. IEK","шт","Заказная","ГОФРОКОРОБ",4,1,1,7664.8,6387.3333333330002,4905.4719999999998,4087.8933333333334]
[null,"LTP-DVO1-1011-18-30-K01","PRO Светильник ДВО 1011 18Вт 3000К 595х180 оп. IEK","шт","Заказная","ГОФРОКОРОБ",4,1,1,5426.9,4522.4166666660003,3473.2159999999999,2894.3466666666668]
[null,"LTP-DVO1-1011-18-40-K01","PRO Светильник ДВО 1011 18Вт 4000К 595х180 оп. IEK","шт","Заказная","ГОФРОКОРОБ",4,1,1,5426.9,4522.4166666660003,3473.2159999999999,2894.3466666666668]
[null,"LTP-DVO1-1011-18-50-K01","PRO Светильник ДВО 1011 18Вт 5000К 595х180 оп. IEK","шт","Заказная","ГОФРОКОРОБ",4,1,1,5426.9,4522.4166666660003,3473.2159999999999,2894.3466666666668]
[null,"LTP-DVO1-1011-18-65-K01","PRO Светильник ДВО 1011 18Вт 6500К 595х180 оп. IEK","шт","Заказная","ГОФРОКОРОБ",4,1,1,5426.9,4522.4166666660003,3473.2159999999999,2894.3466666666668]
[null,"LTP-DVO2-1011-18-30-K01","PRO Светильник ДВО 1011 18Вт 3000К 595х180 мпр. IEK","шт","Заказная","ГОФРОКОРОБ",4,1,1,5426.9,4522.4166666660003,3473.2159999999999,2894.3466666666668]
[null,"LTP-DVO2-1011-18-40-K01","PRO Светильник ДВО 1011 18Вт 4000К 595х180 мпр. IEK","шт","Заказная","ГОФРОКОРОБ",4,1,1,5426.9,4522.4166666660003,3473.2159999999999,2894.3466666666668]
[null,"LTP-DVO2-1011-18-50-K01","PRO Светильник ДВО 1011 18Вт 5000К 595х180 мпр. IEK","шт","Заказная","ГОФРОКОРОБ",4,1,1,5426.9,4522.4166666660003,3473.2159999999999,2894.3466666666668]
[null,"LTP-DVO2-1011-18-65-K01","PRO Светильник ДВО 1011 18Вт 6500К 595х180 мпр. IEK","шт","Заказная","ГОФРОКОРОБ",4,1,1,5426.9,4522.4166666660003,3473.2159999999999,2894.3466666666668]
[null,"LTP-DVO0-1011-18-30-K01","PRO Светильник ДВО 1011 18Вт 3000К 595х180 пр. IEK","шт","Заказная","ГОФРОКОРОБ",4,1,1,5426.9,4522.4166666660003,3473.2159999999999,2894.3466666666668]
[null,"LTP-DVO0-1011-18-40-K01","PRO Светильник ДВО 1011 18Вт 4000К 595х180 пр. IEK","шт","Заказная","ГОФРОКОРОБ",4,1,1,5426.9,4522.4166666660003,3473.2159999999999,2894.3466666666668]
[null,"LTP-DVO0-1011-18-50-K01","PRO Светильник ДВО 1011 18Вт 5000К 595х180 пр. IEK","шт","Заказная","ГОФРОКОРОБ",4,1,1,5426.9,4522.4166666660003,3473.2159999999999,2894.3466666666668]
[null,"LTP-DVO0-1011-18-65-K01","PRO Светильник ДВО 1011 18Вт 6500К 595х180 пр. IEK","шт","Заказная","ГОФРОКОРОБ",4,1,1,5426.9,4522.4166666660003,3473.2159999999999,2894.3466666666668]
[null,"LTP-DVO1-1071-18-30-K01","PRO Светильник ДВО 1071 18Вт 3000К 595х295 оп. IEK","шт","Заказная","ГОФРОКОРОБ",4,1,1,5426.9,4522.4166666660003,3473.2159999999999,2894.3466666666668]
[null,"LTP-DVO1-1071-18-40-K01","PRO Светильник ДВО 1071 18Вт 4000К 595х295 оп. IEK","шт","Заказная","ГОФРОКОРОБ",4,1,1,5426.9,4522.4166666660003,3473.2159999999999,2894.3466666666668]
[null,"LTP-DVO1-1071-18-50-K01","PRO Светильник ДВО 1071 18Вт 5000К 595х295 оп. IEK","шт","Заказная","ГОФРОКОРОБ",4,1,1,5426.9,4522.4166666660003,3473.2159999999999,2894.3466666666668]
[null,"LTP-DVO1-1071-18-65-K01","PRO Светильник ДВО 1071 18Вт 6500К 595х295 оп. IEK","шт","Заказная","ГОФРОКОРОБ",4,1,1,5426.9,4522.4166666660003,3473.2159999999999,2894.3466666666668]
[null,"LTP-DVO1-1071-27-30-K01","PRO Светильник ДВО 1071 27Вт 3000К 595х295 оп. IEK","шт","Заказная","ГОФРОКОРОБ",4,1,1,5835.38,4862.8166666659999,3734.6432,3112.2026666666666]
[null,"LTP-DVO1-1071-27-40-K01","PRO Светильник ДВО 1071 27Вт 4000К 595х295 оп. IEK","шт","Заказная","ГОФРОКОРОБ",4,1,1,5835.38,4862.8166666659999,3734.6432,3112.2026666666666]
[null,"LTP-DVO1-1071-27-50-K01","PRO Светильник ДВО 1071 27Вт 5000К 595х295 оп. IEK","шт","Заказная","ГОФРОКОРОБ",4,1,1,5835.38,4862.8166666659999,3734.6432,3112.2026666666666]
[null,"LTP-DVO1-1071-27-65-K01","PRO Светильник ДВО 1071 27Вт 6500К 595х295 оп. IEK","шт","Заказная","ГОФРОКОРОБ",4,1,1,5835.38,4862.8166666659999,3734.6432,3112.2026666666666]
[null,"LTP-DVO2-1071-18-30-K01","PRO Светильник ДВО 1071 18Вт 3000К 595х295 мпр. IEK","шт","Заказная","ГОФРОКОРОБ",4,1,1,5426.9,4522.4166666660003,3473.2159999999999,2894.3466666666668]
[null,"LTP-DVO2-1071-18-40-K01","PRO Светильник ДВО 1071 18Вт 4000К 595х295 мпр. IEK","шт","Заказная","ГОФРОКОРОБ",4,1,1,5426.9,4522.4166666660003,3473.2159999999999,2894.3466666666668]
[null,"LTP-DVO2-1071-18-50-K01","PRO Светильник ДВО 1071 18Вт 5000К 595х295 мпр. IEK","шт","Заказная","ГОФРОКОРОБ",4,1,1,5426.9,4522.4166666660003,3473.2159999999999,2894.3466666666668]
[null,"LTP-DVO2-1071-18-65-K01","PRO Светильник ДВО 1071 18Вт 6500К 595х295 мпр. IEK","шт","Заказная","ГОФРОКОРОБ",4,1,1,5426.9,4522.4166666660003,3473.2159999999999,2894.3466666666668]
[null,"LTP-DVO2-1071-27-30-K01","PRO Светильник ДВО 1071 27Вт 3000К 595х295 мпр. IEK","шт","Заказная","ГОФРОКОРОБ",4,1,1,5835.38,4862.8166666659999,3734.6432,3112.2026666666666]
[null,"LTP-DVO2-1071-27-40-K01","PRO Светильник ДВО 1071 27Вт 4000К 595х295 мпр. IEK","шт","Заказная","ГОФРОКОРОБ",4,1,1,5835.38,4862.8166666659999,3734.6432,3112.2026666666666]
[null,"LTP-DVO2-1071-27-50-K01","PRO Светильник ДВО 1071 27Вт 5000К 595х295 мпр. IEK","шт","Заказная","ГОФРОКОРОБ",4,1,1,5835.38,4862.8166666659999,3734.6432,3112.2026666666666]
[null,"LTP-DVO2-1071-27-65-K01","PRO Светильник ДВО 1071 27Вт 6500К 595х295 мпр. IEK","шт","Заказная","ГОФРОКОРОБ",4,1,1,5835.38,4862.8166666659999,3734.6432,3112.2026666666666]
[null,"LTP-DVO0-1071-18-30-K01","PRO Светильник ДВО 1071 18Вт 3000К 595х295 пр. IEK","шт","Заказная","ГОФРОКОРОБ",4,1,1,5426.9,4522.4166666660003,3473.2159999999999,2894.3466666666668]
[null,"LTP-DVO0-1071-18-40-K01","PRO Светильник ДВО 1071 18Вт 4000К 595х295 пр. IEK","шт","Заказная","ГОФРОКОРОБ",4,1,1,5426.9,4522.4166666660003,3473.2159999999999,2894.3466666666668]
[null,"LTP-DVO0-1071-18-50-K01","PRO Светильник ДВО 1071 18Вт 5000К 595х295 пр. IEK","шт","Заказная","ГОФРОКОРОБ",4,1,1,5426.9,4522.4166666660003,3473.2159999999999,2894.3466666666668]
[null,"LTP-DVO0-1071-18-65-K01","PRO Светильник ДВО 1071 18Вт 6500К 595х295 пр. IEK","шт","Заказная","ГОФРОКОРОБ",4,1,1,5426.9,4522.4166666660003,3473.2159999999999,2894.3466666666668]
[null,"LTP-DVO0-1071-27-30-K01","PRO Светильник ДВО 1071 27Вт 3000К 595х295 пр. IEK","шт","Заказная","ГОФРОКОРОБ",4,1,1,5835.38,4862.8166666659999,3734.6432,3112.2026666666666]
[null,"LTP-DVO0-1071-27-40-K01","PRO Светильник ДВО 1071 27Вт 4000К 595х295 пр. IEK","шт","Заказная","ГОФРОКОРОБ",4,1,1,5835.38,4862.8166666659999,3734.6432,3112.2026666666666]
[null,"LTP-DVO0-1071-27-50-K01","PRO Светильник ДВО 1071 27Вт 5000К 595х295 пр. IEK","шт","Заказная","ГОФРОКОРОБ",4,1,1,5835.38,4862.8166666659999,3734.6432,3112.2026666666666]
[null,"LTP-DVO0-1071-27-65-K01","PRO Светильник ДВО 1071 27Вт 6500К 595х295 пр. IEK","шт","Заказная","ГОФРОКОРОБ",4,1,1,5835.38,4862.8166666659999,3734.6432,3112.2026666666666]
[null,"LTP-DVO0-1001-30-30-K01","PRO Светильник ДВО 1001 30Вт 3000К пр. IEK","шт","Заказная","ГОФРОКОРОБ",4,1,1,6243.86,5203.2166666659996,3996.0704000000001,3330.0586666666668]
[null,"LTP-DVO0-1001-30-40-K01","PRO Светильник ДВО 1001 30Вт 4000К пр. IEK","шт",null,"ГОФРОКОРОБ",4,1,1,6243.86,5203.2166666659996,3996.0704000000001,3330.0586666666668]
[null,"LTP-DVO0-1001-30-50-K01","PRO Светильник ДВО 1001 30Вт 5000К пр. IEK","шт","Заказная","ГОФРОКОРОБ",4,1,1,6243.86,5203.2166666659996,3996.0704000000001,3330.0586666666668]
[null,"LTP-DVO0-1001-30-65-K01","PRO Светильник ДВО 1001 30Вт 6500К пр. IEK","шт","Заказная","ГОФРОКОРОБ",4,1,1,6243.86,5203.2166666659996,3996.0704000000001,3330.0586666666668]
[null,"LTP-DVO0-1001-40-30-K01","PRO Светильник ДВО 1001 40Вт 3000К пр. IEK","шт","Заказная","ГОФРОКОРОБ",4,1,1,6811.79,5676.4916666660001,4359.5456000000004,3632.9546666666665]
[null,"LTP-DVO0-1001-40-40-K01","PRO Светильник ДВО 1001 40Вт 4000К пр. IEK","шт",null,"ГОФРОКОРОБ",4,1,1,6811.79,5676.4916666660001,4359.5456000000004,3632.9546666666665]
[null,"LTP-DVO0-1001-40-50-K01","PRO Светильник ДВО 1001 40Вт 5000К пр. IEK","шт","Заказная","ГОФРОКОРОБ",4,1,1,6811.79,5676.4916666660001,4359.5456000000004,3632.9546666666665]
[null,"LTP-DVO0-1001-40-65-K01","PRO Светильник ДВО 1001 40Вт 6500К пр. IEK","шт",null,"ГОФРОКОРОБ",4,1,1,6811.79,5676.4916666660001,4359.5456000000004,3632.9546666666665]
[null,"LTP-DVO0-1001-45-30-K01","PRO Светильник ДВО 1001 45Вт 3000К пр. IEK","шт","Заказная","ГОФРОКОРОБ",4,1,1,7257.82,6048.1833333329996,4645.0047999999997,3870.8373333333334]
[null,"LTP-DVO0-1001-45-40-K01","PRO Светильник ДВО 1001 45Вт 4000К пр. IEK","шт",null,"ГОФРОКОРОБ",4,1,1,7257.82,6048.1833333329996,4645.0047999999997,3870.8373333333334]
[null,"LTP-DVO0-1001-45-50-K01","PRO Светильник ДВО 1001 45Вт 5000К пр. IEK","шт","Заказная","ГОФРОКОРОБ",4,1,1,7257.82,6048.1833333329996,4645.0047999999997,3870.8373333333334]
[null,"LTP-DVO0-1001-45-65-K01","PRO Светильник ДВО 1001 45Вт 6500К пр. IEK","шт","Заказная","ГОФРОКОРОБ",4,1,1,7257.82,6048.1833333329996,4645.0047999999997,3870.8373333333334]
[null,"LTP-DVO0-1002-30-40-K01","PRO Светильник ДВО 1002 30Вт 4000К Ra>90 пр. IEK","шт","Заказная","ГОФРОКОРОБ",4,1,1,6868.25,5723.5416666660003,4395.68,3663.0666666666666]
[null,"LTP-DVO0-1002-40-40-K01","PRO Светильник ДВО 1002 40Вт 4000К Ra>90 пр. IEK","шт","Заказная","ГОФРОКОРОБ",4,1,1,7492.97,6244.1416666659998,4795.5007999999998,3996.2506666666668]
[null,"LTP-DVO0-1041-60-30-K01","PRO Светильник ДВО 1041 60Вт 3000К 1195х595 пр. IEK","шт","Заказная","ГОФРОКОРОБ",4,1,1,12226.5,10188.75,7824.96,6520.8]
[null,"LTP-DVO0-1041-60-40-K01","PRO Светильник ДВО 1041 60Вт 4000К 1195х595 пр. IEK","шт","Заказная","ГОФРОКОРОБ",4,1,1,12226.5,10188.75,7824.96,6520.8]
[null,"LTP-DVO0-1041-60-50-K01","PRO Светильник ДВО 1041 60Вт 5000К 1195х595 пр. IEK","шт","Заказная","ГОФРОКОРОБ",4,1,1,12226.5,10188.75,7824.96,6520.8]
[null,"LTP-DVO0-1041-60-65-K01","PRO Светильник ДВО 1041 60Вт 6500К 1195х595 пр. IEK","шт","Заказная","ГОФРОКОРОБ",4,1,1,12226.5,10188.75,7824.96,6520.8]
[null,"LTP-DVO1-1001-30-30-K01","PRO Светильник ДВО 1001 30Вт 3000К оп. IEK","шт","Заказная","ГОФРОКОРОБ",4,1,1,6243.86,5203.2166666659996,3996.0704000000001,3330.0586666666668]
[null,"LTP-DVO1-1001-30-40-K01","PRO Светильник ДВО 1001 30Вт 4000К оп. IEK","шт",null,"ГОФРОКОРОБ",4,1,1,6243.86,5203.2166666659996,3996.0704000000001,3330.0586666666668]
[null,"LTP-DVO1-1001-30-50-K01","PRO Светильник ДВО 1001 30Вт 5000К оп. IEK","шт","Заказная","ГОФРОКОРОБ",4,1,1,6243.86,5203.2166666659996,3996.0704000000001,3330.0586666666668]
[null,"LTP-DVO1-1001-30-65-K01","PRO Светильник ДВО 1001 30Вт 6500К оп. IEK","шт",null,"ГОФРОКОРОБ",4,1,1,6243.86,5203.2166666659996,3996.0704000000001,3330.0586666666668]
[null,"LTP-DVO1-1001-40-30-K01","PRO Светильник ДВО 1001 40Вт 3000К оп. IEK","шт","Заказная","ГОФРОКОРОБ",4,1,1,6811.79,5676.4916666660001,4359.5456000000004,3632.9546666666665]
[null,"LTP-DVO1-1001-40-40-K01","PRO Светильник ДВО 1001 40Вт 4000К оп. IEK","шт",null,"ГОФРОКОРОБ",4,1,1,6811.79,5676.4916666660001,4359.5456000000004,3632.9546666666665]
[null,"LTP-DVO1-1001-40-50-K01","PRO Светильник ДВО 1001 40Вт 5000К оп. IEK","шт","Заказная","ГОФРОКОРОБ",4,1,1,6811.79,5676.4916666660001,4359.5456000000004,3632.9546666666665]
[null,"LTP-DVO1-1001-40-65-K01","PRO Светильник ДВО 1001 40Вт 6500К оп. IEK","шт",null,"ГОФРОКОРОБ",4,1,1,6811.79,5676.4916666660001,4359.5456000000004,3632.9546666666665]
[null,"LTP-DVO1-1001-45-30-K01","PRO Светильник ДВО 1001 45Вт 3000К оп. IEK","шт","Заказная","ГОФРОКОРОБ",4,1,1,7257.82,6048.1833333329996,4645.0047999999997,3870.8373333333334]
[null,"LTP-DVO1-1001-45-40-K01","PRO Светильник ДВО 1001 45Вт 4000К оп. IEK","шт",null,"ГОФРОКОРОБ",4,1,1,7257.82,6048.1833333329996,4645.0047999999997,3870.8373333333334]
[null,"LTP-DVO1-1001-45-50-K01","PRO Светильник ДВО 1001 45Вт 5000К оп. IEK","шт","Заказная","ГОФРОКОРОБ",4,1,1,7257.82,6048.1833333329996,4645.0047999999997,3870.8373333333334]
[null,"LTP-DVO1-1001-45-65-K01","PRO Светильник ДВО 1001 45Вт 6500К оп. IEK","шт","Заказная","ГОФРОКОРОБ",4,1,1,7257.82,6048.1833333329996,4645.0047999999997,3870.8373333333334]
[null,"LTP-DVO1-1002-30-40-K01","PRO Светильник ДВО 1002 30Вт 4000К Ra>90 оп. IEK","шт",null,"ГОФРОКОРОБ",4,1,1,6868.25,5723.5416666660003,4395.68,3663.0666666666666]
[null,"LTP-DVO1-1002-40-40-K01","PRO Светильник ДВО 1002 40Вт 4000К Ra>90 оп. IEK","шт","Заказная","ГОФРОКОРОБ",4,1,1,7492.97,6244.1416666659998,4795.5007999999998,3996.2506666666668]
[null,"LTP-DVO1-1041-60-30-K01","PRO Светильник ДВО 1041 60Вт 3000К 1195х595 оп. IEK","шт","Заказная","ГОФРОКОРОБ",4,1,1,12226.5,10188.75,7824.96,6520.8]
[null,"LTP-DVO1-1041-60-40-K01","PRO Светильник ДВО 1041 60Вт 4000К 1195х595 оп. IEK","шт","Заказная","ГОФРОКОРОБ",4,1,1,12226.5,10188.75,7824.96,6520.8]
[null,"LTP-DVO1-1041-60-50-K01","PRO Светильник ДВО 1041 60Вт 5000К 1195х595 оп. IEK","шт","Заказная","ГОФРОКОРОБ",4,1,1,12226.5,10188.75,7824.96,6520.8]
[null,"LTP-DVO1-1041-60-65-K01","PRO Светильник ДВО 1041 60Вт 6500К 1195х595 оп. IEK","шт","Заказная","ГОФРОКОРОБ",4,1,1,12226.5,10188.75,7824.96,6520.8]
[null,"LTP-DVO2-1001-30-30-K01","PRO Светильник ДВО 1001 30Вт 3000К мпр. IEK","шт","Заказная","ГОФРОКОРОБ",4,1,1,6243.86,5203.2166666659996,3996.0704000000001,3330.0586666666668]
[null,"LTP-DVO2-1001-30-40-K01","PRO Светильник ДВО 1001 30Вт 4000К мпр. IEK","шт",null,"ГОФРОКОРОБ",4,1,1,6243.86,5203.2166666659996,3996.0704000000001,3330.0586666666668]
[null,"LTP-DVO2-1001-30-50-K01","PRO Светильник ДВО 1001 30Вт 5000К мпр. IEK","шт","Заказная","ГОФРОКОРОБ",4,1,1,6243.86,5203.2166666659996,3996.0704000000001,3330.0586666666668]
[null,"LTP-DVO2-1001-30-65-K01","PRO Светильник ДВО 1001 30Вт 6500К мпр. IEK","шт","Заказная","ГОФРОКОРОБ",4,1,1,6243.86,5203.2166666659996,3996.0704000000001,3330.0586666666668]
[null,"LTP-DVO2-1001-40-30-K01","PRO Светильник ДВО 1001 40Вт 3000К мпр. IEK","шт","Заказная","ГОФРОКОРОБ",4,1,1,6811.79,5676.4916666660001,4359.5456000000004,3632.9546666666665]
[null,"LTP-DVO2-1001-40-40-K01","PRO Светильник ДВО 1001 40Вт 4000К мпр. IEK","шт",null,"ГОФРОКОРОБ",4,1,1,6811.79,5676.4916666660001,4359.5456000000004,3632.9546666666665]
[null,"LTP-DVO2-1001-40-50-K01","PRO Светильник ДВО 1001 40Вт 5000К мпр. IEK","шт","Заказная","ГОФРОКОРОБ",4,1,1,6811.79,5676.4916666660001,4359.5456000000004,3632.9546666666665]
[null,"LTP-DVO2-1001-40-65-K01","PRO Светильник ДВО 1001 40Вт 6500К мпр. IEK","шт","Заказная","ГОФРОКОРОБ",4,1,1,6811.79,5676.4916666660001,4359.5456000000004,3632.9546666666665]
[null,"LTP-DVO2-1001-45-30-K01","PRO Светильник ДВО 1001 45Вт 3000К мпр. IEK","шт","Заказная","ГОФРОКОРОБ",4,1,1,7257.82,6048.1833333329996,4645.0047999999997,3870.8373333333334]
[null,"LTP-DVO2-1001-45-40-K01","PRO Светильник ДВО 1001 45Вт 4000К мпр. IEK","шт",null,"ГОФРОКОРОБ",4,1,1,7257.82,6048.1833333329996,4645.0047999999997,3870.8373333333334]
[null,"LTP-DVO2-1001-45-50-K01","PRO Светильник ДВО 1001 45Вт 5000К мпр. IEK","шт","Заказная","ГОФРОКОРОБ",4,1,1,7257.82,6048.1833333329996,4645.0047999999997,3870.8373333333334]
[null,"LTP-DVO2-1001-45-65-K01","PRO Светильник ДВО 1001 45Вт 6500К мпр. IEK","шт",null,"ГОФРОКОРОБ",4,1,1,7257.82,6048.1833333329996,4645.0047999999997,3870.8373333333334]
[null,"LTP-DVO2-1002-30-40-K01","PRO Светильник ДВО 1002 30Вт 4000К Ra>90 мпр. IEK","шт","Заказная","ГОФРОКОРОБ",4,1,1,6868.25,5723.5416666660003,4395.68,3663.0666666666666]
[null,"LTP-DVO2-1002-40-40-K01","PRO Светильник ДВО 1002 40Вт 4000К Ra>90 мпр. IEK","шт","Заказная","ГОФРОКОРОБ",4,1,1,7492.97,6244.1416666659998,4795.5007999999998,3996.2506666666668]
[null,"LTP-DVO2-1041-60-30-K01","PRO Светильник ДВО 1041 60Вт 3000К 1195х595 мпр. IEK","шт","Заказная","ГОФРОКОРОБ",4,1,1,12226.5,10188.75,7824.96,6520.8]
[null,"LTP-DVO2-1041-60-40-K01","PRO Светильник ДВО 1041 60Вт 4000К 1195х595 мпр. IEK","шт","Заказная","ГОФРОКОРОБ",4,1,1,12226.5,10188.75,7824.96,6520.8]
[null,"LTP-DVO2-1041-60-50-K01","PRO Светильник ДВО 1041 60Вт 5000К 1195х595 мпр. IEK","шт","Заказная","ГОФРОКОРОБ",4,1,1,12226.5,10188.75,7824.96,6520.8]
[null,"LTP-DVO2-1041-60-65-K01","PRO Светильник ДВО 1041 60Вт 6500К 1195х595 мпр. IEK","шт","Заказная","ГОФРОКОРОБ",4,1,1,12226.5,10188.75,7824.96,6520.8]
["10.10.02.01.01.02.01 Панели светодиодные Standart"]
[null,"LTP-DVO0-1201-30-30-K01","PRO Светильник ДВО 1201 30Вт 3000К IP54 пр. IEK","шт","Заказная","ГОФРОКОРОБ",4,1,1,10547.08,8789.2333333330007,6750.1311999999998,5625.1093333333338]
[null,"LTP-DVO0-1201-30-40-K01","PRO Светильник ДВО 1201 30Вт 4000К IP54 пр. IEK","шт","Заказная","ГОФРОКОРОБ",4,1,1,10547.08,8789.2333333330007,6750.1311999999998,5625.1093333333338]
[null,"LTP-DVO0-1201-30-50-K01","PRO Светильник ДВО 1201 30Вт 5000К IP54 пр. IEK","шт","Заказная","ГОФРОКОРОБ",4,1,1,10547.08,8789.2333333330007,6750.1311999999998,5625.1093333333338]
[null,"LTP-DVO0-1201-30-65-K01","PRO Светильник ДВО 1201 30Вт 6500К IP54 пр. IEK","шт","Заказная","ГОФРОКОРОБ",4,1,1,10547.08,8789.2333333330007,6750.1311999999998,5625.1093333333338]
[null,"LTP-DVO0-1201-40-30-K01","PRO Светильник ДВО 1201 40Вт 3000К IP54 пр. IEK","шт","Заказная","ГОФРОКОРОБ",4,1,1,11496.31,9580.2583333330003,7357.6383999999998,6131.3653333333332]
[null,"LTP-DVO0-1201-40-40-K01","PRO Светильник ДВО 1201 40Вт 4000К IP54 пр. IEK","шт","Заказная","ГОФРОКОРОБ",4,1,1,11496.31,9580.2583333330003,7357.6383999999998,6131.3653333333332]
[null,"LTP-DVO0-1201-40-50-K01","PRO Светильник ДВО 1201 40Вт 5000К IP54 пр. IEK","шт","Заказная","ГОФРОКОРОБ",4,1,1,11496.31,9580.2583333330003,7357.6383999999998,6131.3653333333332]
[null,"LTP-DVO0-1201-40-65-K01","PRO Светильник ДВО 1201 40Вт 6500К IP54 пр. IEK","шт","Заказная","ГОФРОКОРОБ",4,1,1,11496.31,9580.2583333330003,7357.6383999999998,6131.3653333333332]
[null,"LTP-DVO0-1201-45-30-K01","PRO Светильник ДВО 1201 45Вт 3000К IP54 пр. IEK","шт","Заказная","ГОФРОКОРОБ",4,1,1,11956.15,9963.4583333329992,7651.9359999999997,6376.6133333333337]
[null,"LTP-DVO0-1201-45-40-K01","PRO Светильник ДВО 1201 45Вт 4000К IP54 пр. IEK","шт","Заказная","ГОФРОКОРОБ",4,1,1,11956.15,9963.4583333329992,7651.9359999999997,6376.6133333333337]
[null,"LTP-DVO0-1201-45-50-K01","PRO Светильник ДВО 1201 45Вт 5000К IP54 пр. IEK","шт","Заказная","ГОФРОКОРОБ",4,1,1,11956.15,9963.4583333329992,7651.9359999999997,6376.6133333333337]
[null,"LTP-DVO0-1201-45-65-K01","PRO Светильник ДВО 1201 45Вт 6500К IP54 пр. IEK","шт","Заказная","ГОФРОКОРОБ",4,1,1,11956.15,9963.4583333329992,7651.9359999999997,6376.6133333333337]
[null,"LTP-DVO0-1202-30-40-K01","PRO Светильник ДВО 1202 30Вт 4000К Ra>90 IP54 пр. IEK","шт","Заказная","ГОФРОКОРОБ",4,1,1,11601.77,9668.1416666660007,7425.1328000000003,6187.6106666666665]
[null,"LTP-DVO0-1202-40-40-K01","PRO Светильник ДВО 1202 40Вт 4000К Ra>90 IP54 пр. IEK","шт","Заказная","ГОФРОКОРОБ",4,1,1,12645.95,10538.291666666,8093.4080000000004,6744.5066666666671]
[null,"LTP-DVO1-1202-30-40-K01","PRO Светильник ДВО 1202 30Вт 4000К Ra>90 IP54 оп. IEK","шт","Заказная","ГОФРОКОРОБ",4,1,1,11601.77,9668.1416666660007,7425.1328000000003,6187.6106666666665]
[null,"LTP-DVO1-1202-40-40-K01","PRO Светильник ДВО 1202 40Вт 4000К Ra>90 IP54 оп. IEK","шт","Заказная","ГОФРОКОРОБ",4,1,1,12645.95,10538.291666666,8093.4080000000004,6744.5066666666671]
[null,"LTP-DVO1-1201-30-30-K01","PRO Светильник ДВО 1201 30Вт 3000К IP54 оп. IEK","шт","Заказная","ГОФРОКОРОБ",4,1,1,10547.08,8789.2333333330007,6750.1311999999998,5625.1093333333338]
[null,"LTP-DVO1-1201-30-40-K01","PRO Светильник ДВО 1201 30Вт 4000К IP54 оп. IEK","шт",null,"ГОФРОКОРОБ",4,1,1,10547.08,8789.2333333330007,6750.1311999999998,5625.1093333333338]
[null,"LTP-DVO1-1201-30-50-K01","PRO Светильник ДВО 1201 30Вт 5000К IP54 оп. IEK","шт","Заказная","ГОФРОКОРОБ",4,1,1,10547.08,8789.2333333330007,6750.1311999999998,5625.1093333333338]
[null,"LTP-DVO1-1201-30-65-K01","PRO Светильник ДВО 1201 30Вт 6500К IP54 оп. IEK","шт",null,"ГОФРОКОРОБ",4,1,1,10547.08,8789.2333333330007]
[null,"LTP-DVO1-1201-40-30-K01","PRO Светильник ДВО 1201 40Вт 3000К IP54 оп. IEK","шт","Заказная","ГОФРОКОРОБ",4,1,1,11496.31,9580.2583333330003,7357.6383999999998,6131.3653333333332]
[null,"LTP-DVO1-1201-40-40-K01","PRO Светильник ДВО 1201 40Вт 4000К IP54 оп. IEK","шт",null,"ГОФРОКОРОБ",4,1,1,11496.31,9580.2583333330003,7357.6383999999998,6131.3653333333332]
[null,"LTP-DVO1-1201-40-50-K01","PRO Светильник ДВО 1201 40Вт 5000К IP54 оп. IEK","шт",null,"ГОФРОКОРОБ",4,1,1,11496.31,9580.2583333330003,7357.6383999999998,6131.3653333333332]
[null,"LTP-DVO1-1201-40-65-K01","PRO Светильник ДВО 1201 40Вт 6500К IP54 оп. IEK","шт",null,"ГОФРОКОРОБ",4,1,1,11496.31,9580.2583333330003,7357.6383999999998,6131.3653333333332]
[null,"LTP-DVO1-1201-45-30-K01","PRO Светильник ДВО 1201 45Вт 3000К IP54 оп. IEK","шт","Заказная","ГОФРОКОРОБ",4,1,1,11956.15,9963.4583333329992,7651.9359999999997,6376.6133333333337]
[null,"LTP-DVO1-1201-45-40-K01","PRO Светильник ДВО 1201 45Вт 4000К IP54 оп. IEK","шт",null,"ГОФРОКОРОБ",4,1,1,11956.15,9963.4583333329992,7651.9359999999997,6376.6133333333337]
[null,"LTP-DVO1-1201-45-50-K01","PRO Светильник ДВО 1201 45Вт 5000К IP54 оп. IEK","шт","Заказная","ГОФРОКОРОБ",4,1,1,11956.15,9963.4583333329992,7651.9359999999997,6376.6133333333337]
[null,"LTP-DVO1-1201-45-65-K01","PRO Светильник ДВО 1201 45Вт 6500К IP54 оп. IEK","шт","Заказная","ГОФРОКОРОБ",4,1,1,11956.15,9963.4583333329992,7651.9359999999997,6376.6133333333337]
[null,"LTP-DVO2-1201-30-30-K01","PRO Светильник ДВО 1201 30Вт 3000К IP54 мпр. IEK","шт","Заказная","ГОФРОКОРОБ",4,1,1,10547.08,8789.2333333330007,6750.1311999999998,5625.1093333333338]
[null,"LTP-DVO2-1201-30-40-K01","PRO Светильник ДВО 1201 30Вт 4000К IP54 мпр. IEK","шт","Заказная","ГОФРОКОРОБ",4,1,1,10547.08,8789.2333333330007,6750.1311999999998,5625.1093333333338]
[null,"LTP-DVO2-1201-30-50-K01","PRO Светильник ДВО 1201 30Вт 5000К IP54 мпр. IEK","шт","Заказная","ГОФРОКОРОБ",4,1,1,10547.08,8789.2333333330007,6750.1311999999998,5625.1093333333338]
[null,"LTP-DVO2-1201-30-65-K01","PRO Светильник ДВО 1201 30Вт 6500К IP54 мпр. IEK","шт","Заказная","ГОФРОКОРОБ",4,1,1,10547.08,8789.2333333330007,6750.1311999999998,5625.1093333333338]
[null,"LTP-DVO2-1201-40-30-K01","PRO Светильник ДВО 1201 40Вт 3000К IP54 мпр. IEK","шт","Заказная","ГОФРОКОРОБ",4,1,1,11496.31,9580.2583333330003,7357.6383999999998,6131.3653333333332]
[null,"LTP-DVO2-1201-40-40-K01","PRO Светильник ДВО 1201 40Вт 4000К IP54 мпр. IEK","шт","Заказная","ГОФРОКОРОБ",4,1,1,11496.31,9580.2583333330003,7357.6383999999998,6131.3653333333332]
[null,"LTP-DVO2-1201-40-50-K01","PRO Светильник ДВО 1201 40Вт 5000К IP54 мпр. IEK","шт","Заказная","ГОФРОКОРОБ",4,1,1,11496.31,9580.2583333330003,7357.6383999999998,6131.3653333333332]
[null,"LTP-DVO2-1201-40-65-K01","PRO Светильник ДВО 1201 40Вт 6500К IP54 мпр. IEK","шт","Заказная","ГОФРОКОРОБ",4,1,1,11496.31,9580.2583333330003,7357.6383999999998,6131.3653333333332]
[null,"LTP-DVO2-1201-45-30-K01","PRO Светильник ДВО 1201 45Вт 3000К IP54 мпр. IEK","шт","Заказная","ГОФРОКОРОБ",4,1,1,11956.15,9963.4583333329992,7651.9359999999997,6376.6133333333337]
[null,"LTP-DVO2-1201-45-40-K01","PRO Светильник ДВО 1201 45Вт 4000К IP54 мпр. IEK","шт","Заказная","ГОФРОКОРОБ",4,1,1,11956.15,9963.4583333329992,7651.9359999999997,6376.6133333333337]
[null,"LTP-DVO2-1201-45-50-K01","PRO Светильник ДВО 1201 45Вт 5000К IP54 мпр. IEK","шт","Заказная","ГОФРОКОРОБ",4,1,1,11956.15,9963.4583333329992,7651.9359999999997,6376.6133333333337]
[null,"LTP-DVO2-1201-45-65-K01","PRO Светильник ДВО 1201 45Вт 6500К IP54 мпр. IEK","шт","Заказная","ГОФРОКОРОБ",4,1,1,11956.15,9963.4583333329992,7651.9359999999997,6376.6133333333337]
[null,"LTP-DVO2-1202-30-40-K01","PRO Светильник ДВО 1202 30Вт 4000К Ra>90 IP54 мпр. IEK","шт","Заказная","ГОФРОКОРОБ",4,1,1,11601.77,9668.1416666660007,7425.1328000000003,6187.6106666666665]
[null,"LTP-DVO2-1202-40-40-K01","PRO Светильник ДВО 1202 40Вт 4000К Ra>90 IP54 мпр. IEK","шт","Заказная","ГОФРОКОРОБ",4,1,1,12645.95,10538.291666666,8093.4080000000004,6744.5066666666671]
["10.10.02.01.02.01.01 Панели светодиодные Standart"]
[null,"LTP-DVO1-1101-30-40-K01","PRO Светильник ДВО 1101 30Вт 4000К оп. р/з IEK","шт","Заказная","ГОФРОКОРОБ",4,1,1,17506.310000000001,14588.591666666,11204.038399999999,9336.6986666666671]
[null,"LTP-DVO1-1101-30-50-K01","PRO Светильник ДВО 1101 30Вт 5000К оп. р/з IEK","шт","Заказная","ГОФРОКОРОБ",4,1,1,17506.310000000001,14588.591666666,11204.038399999999,9336.6986666666671]
[null,"LTP-DVO1-1101-30-65-K01","PRO Светильник ДВО 1101 30Вт 6500К оп. р/з IEK","шт","Заказная","ГОФРОКОРОБ",4,1,1,17506.310000000001,14588.591666666,11204.038399999999,9336.6986666666671]
["10.10.02.02.01.01.01 Панели светодиодные Standart"]
[null,"LTP-DVO2-1001A-30-30-K01","PRO Светильник ДВО 1001A 30Вт 3000К мпр. БАП 3ч IEK","шт","Заказная","ГОФРОКОРОБ",4,1,1,14810.2,12341.833333332999,9478.5280000000002,7898.7733333333335]
[null,"LTP-DVO2-1001A-30-40-K01","PRO Светильник ДВО 1001A 30Вт 4000К мпр. БАП 3ч IEK","шт","Заказная","ГОФРОКОРОБ",4,1,1,14810.2,12341.833333332999,9478.5280000000002,7898.7733333333335]
[null,"LTP-DVO2-1001A-30-50-K01","PRO Светильник ДВО 1001A 30Вт 5000К мпр. БАП 3ч IEK","шт","Заказная","ГОФРОКОРОБ",4,1,1,14810.2,12341.833333332999,9478.5280000000002,7898.7733333333335]
[null,"LTP-DVO2-1001A-30-65-K01","PRO Светильник ДВО 1001A 30Вт 6500К мпр. БАП 3ч IEK","шт","Заказная","ГОФРОКОРОБ",4,1,1,14810.2,12341.833333332999,9478.5280000000002,7898.7733333333335]
[null,"LTP-DVO2-1001A-40-30-K01","PRO Светильник ДВО 1001A 40Вт 3000К мпр. БАП 3ч IEK","шт","Заказная","ГОФРОКОРОБ",4,1,1,16157.3,13464.416666666,10340.672,8617.2266666666674]
[null,"LTP-DVO2-1001A-40-40-K01","PRO Светильник ДВО 1001A 40Вт 4000К мпр. БАП 3ч IEK","шт","Заказная","ГОФРОКОРОБ",4,1,1,16157.3,13464.416666666,10340.672,8617.2266666666674]
[null,"LTP-DVO2-1001A-40-50-K01","PRO Светильник ДВО 1001A 40Вт 5000К мпр. БАП 3ч IEK","шт","Заказная","ГОФРОКОРОБ",4,1,1,16157.3,13464.416666666,10340.672,8617.2266666666674]
[null,"LTP-DVO2-1001A-40-65-K01","PRO Светильник ДВО 1001A 40Вт 6500К мпр. БАП 3ч IEK","шт","Заказная","ГОФРОКОРОБ",4,1,1,16157.3,13464.416666666,10340.672,8617.2266666666674]
[null,"LTP-DVO2-1001A-45-30-K01","PRO Светильник ДВО 1001A 45Вт 3000К мпр. БАП 3ч IEK","шт","Заказная","ГОФРОКОРОБ",4,1,1,17215.259999999998,14346.05,11017.7664,9181.4719999999998]
[null,"LTP-DVO2-1001A-45-40-K01","PRO Светильник ДВО 1001A 45Вт 4000К мпр. БАП 3ч IEK","шт","Заказная","ГОФРОКОРОБ",4,1,1,17215.259999999998,14346.05,11017.7664,9181.4719999999998]
[null,"LTP-DVO2-1001A-45-50-K01","PRO Светильник ДВО 1001A 45Вт 5000К мпр. БАП 3ч IEK","шт","Заказная","ГОФРОКОРОБ",4,1,1,17215.259999999998,14346.05,11017.7664,9181.4719999999998]
[null,"LTP-DVO2-1001A-45-65-K01","PRO Светильник ДВО 1001A 45Вт 6500К мпр. БАП 3ч IEK","шт","Заказная","ГОФРОКОРОБ",4,1,1,17215.259999999998,14346.05,11017.7664,9181.4719999999998]
[null,"LTP-DVO2-1002A-30-40-K01","PRO Светильник ДВО 1002A 30Вт 4000К Ra>90 мпр. IEK","шт",null,"ГОФРОКОРОБ",4,1,1,16140.38,13450.316666666,10329.843199999999,8608.2026666666661]
[null,"LTP-DVO2-1002A-40-40-K01","PRO Светильник ДВО 1002A 40Вт 4000К Ra>90 мпр. IEK","шт","Заказная","ГОФРОКОРОБ",4,1,1,17608.48,14673.733333333001,11269.4272,9391.1893333333337]
[null,"LTP-DVO1-1001A-30-30-K01","PRO Светильник ДВО 1001A 30Вт 3000К оп. БАП 3ч IEK","шт","Заказная","ГОФРОКОРОБ",4,1,1,14810.2,12341.833333332999,9478.5280000000002,7898.7733333333335]
[null,"LTP-DVO1-1001A-30-40-K01","PRO Светильник ДВО 1001A 30Вт 4000К оп. БАП 3ч IEK","шт",null,"ГОФРОКОРОБ",4,1,1,14810.2,12341.833333332999,9478.5280000000002,7898.7733333333335]
[null,"LTP-DVO1-1001A-30-50-K01","PRO Светильник ДВО 1001A 30Вт 5000К оп. БАП 3ч IEK","шт","Заказная","ГОФРОКОРОБ",4,1,1,14810.2,12341.833333332999,9478.5280000000002,7898.7733333333335]
[null,"LTP-DVO1-1001A-30-65-K01","PRO Светильник ДВО 1001A 30Вт 6500К оп. БАП 3ч IEK","шт","Заказная","ГОФРОКОРОБ",4,1,1,14810.2,12341.833333332999,9478.5280000000002,7898.7733333333335]
[null,"LTP-DVO1-1001A-40-30-K01","PRO Светильник ДВО 1001A 40Вт 3000К оп. БАП 3ч IEK","шт","Заказная","ГОФРОКОРОБ",4,1,1,16157.3,13464.416666666,10340.672,8617.2266666666674]
[null,"LTP-DVO1-1001A-40-40-K01","PRO Светильник ДВО 1001A 40Вт 4000К оп. БАП 3ч IEK","шт","Заказная","ГОФРОКОРОБ",4,1,1,16157.3,13464.416666666,10340.672,8617.2266666666674]
[null,"LTP-DVO1-1001A-40-50-K01","PRO Светильник ДВО 1001A 40Вт 5000К оп. БАП 3ч IEK","шт","Заказная","ГОФРОКОРОБ",4,1,1,16157.3,13464.416666666,10340.672,8617.2266666666674]
[null,"LTP-DVO1-1001A-40-65-K01","PRO Светильник ДВО 1001A 40Вт 6500К оп. БАП 3ч IEK","шт","Заказная","ГОФРОКОРОБ",4,1,1,16157.3,13464.416666666,10340.672,8617.2266666666674]
[null,"LTP-DVO1-1001A-45-30-K01","PRO Светильник ДВО 1001A 45Вт 3000К оп. БАП 3ч IEK","шт","Заказная","ГОФРОКОРОБ",4,1,1,17215.259999999998,14346.05,11017.7664,9181.4719999999998]
[null,"LTP-DVO1-1001A-45-40-K01","PRO Светильник ДВО 1001A 45Вт 4000К оп. БАП 3ч IEK","шт","Заказная","ГОФРОКОРОБ",4,1,1,17215.259999999998,14346.05,11017.7664,9181.4719999999998]
[null,"LTP-DVO1-1001A-45-50-K01","PRO Светильник ДВО 1001A 45Вт 5000К оп. БАП 3ч IEK","шт","Заказная","ГОФРОКОРОБ",4,1,1,17215.259999999998,14346.05,11017.7664,9181.4719999999998]
[null,"LTP-DVO1-1001A-45-65-K01","PRO Светильник ДВО 1001A 45Вт 6500К оп. БАП 3ч IEK","шт","Заказная","ГОФРОКОРОБ",4,1,1,17215.259999999998,14346.05,11017.7664,9181.4719999999998]
[null,"LTP-DVO1-1002A-30-40-K01","PRO Светильник ДВО 1002A 30Вт 4000К Ra>90 оп. IEK","шт",null,"ГОФРОКОРОБ",4,1,1,16140.38,13450.316666666,10329.843199999999,8608.2026666666661]
[null,"LTP-DVO1-1002A-40-40-K01","PRO Светильник ДВО 1002A 40Вт 4000К Ra>90 оп. IEK","шт","Заказная","ГОФРОКОРОБ",4,1,1,17608.48,14673.733333333001,11269.4272,9391.1893333333337]
[null,"LTP-DVO0-1001A-30-30-K01","PRO Светильник ДВО 1001A 30Вт 3000К пр. БАП 3ч IEK","шт","Заказная","ГОФРОКОРОБ",4,1,1,14810.2,12341.833333332999,9478.5280000000002,7898.7733333333335]
[null,"LTP-DVO0-1001A-30-50-K01","PRO Светильник ДВО 1001A 30Вт 5000К пр. БАП 3ч IEK","шт","Заказная","ГОФРОКОРОБ",4,1,1,14810.2,12341.833333332999,9478.5280000000002,7898.7733333333335]
[null,"LTP-DVO0-1001A-30-65-K01","PRO Светильник ДВО 1001A 30Вт 6500К пр. БАП 3ч IEK","шт","Заказная","ГОФРОКОРОБ",4,1,1,14810.2,12341.833333332999,9478.5280000000002,7898.7733333333335]
[null,"LTP-DVO0-1001A-40-30-K01","PRO Светильник ДВО 1001A 40Вт 3000К пр. БАП 3ч IEK","шт","Заказная","ГОФРОКОРОБ",4,1,1,16157.3,13464.416666666,10340.672,8617.2266666666674]
[null,"LTP-DVO0-1001A-40-40-K01","PRO Светильник ДВО 1001A 40Вт 4000К пр. БАП 3ч IEK","шт","Заказная","ГОФРОКОРОБ",4,1,1,16157.3,13464.416666666,10340.672,8617.2266666666674]
[null,"LTP-DVO0-1001A-40-50-K01","PRO Светильник ДВО 1001A 40Вт 5000К пр. БАП 3ч IEK","шт","Заказная","ГОФРОКОРОБ",4,1,1,16157.3,13464.416666666,10340.672,8617.2266666666674]
[null,"LTP-DVO0-1001A-40-65-K01","PRO Светильник ДВО 1001A 40Вт 6500К пр. БАП 3ч IEK","шт","Заказная","ГОФРОКОРОБ",4,1,1,16157.3,13464.416666666,10340.672,8617.2266666666674]
[null,"LTP-DVO0-1001A-45-30-K01","PRO Светильник ДВО 1001A 45Вт 3000К пр. БАП 3ч IEK","шт","Заказная","ГОФРОКОРОБ",4,1,1,17215.259999999998,14346.05,11017.7664,9181.4719999999998]
[null,"LTP-DVO0-1001A-45-40-K01","PRO Светильник ДВО 1001A 45Вт 4000К пр. БАП 3ч IEK","шт","Заказная","ГОФРОКОРОБ",4,1,1,17215.259999999998,14346.05,11017.7664,9181.4719999999998]
[null,"LTP-DVO0-1001A-45-50-K01","PRO Светильник ДВО 1001A 45Вт 5000К пр. БАП 3ч IEK","шт","Заказная","ГОФРОКОРОБ",4,1,1,17215.259999999998,14346.05,11017.7664,9181.4719999999998]
[null,"LTP-DVO0-1001A-45-65-K01","PRO Светильник ДВО 1001A 45Вт 6500К пр. БАП 3ч IEK","шт","Заказная","ГОФРОКОРОБ",4,1,1,17215.259999999998,14346.05,11017.7664,9181.4719999999998]
[null,"LTP-DVO0-1002A-30-40-K01","PRO Светильник ДВО 1002A 30Вт 4000К Ra>90 пр. IEK","шт","Заказная","ГОФРОКОРОБ",4,1,1,16140.38,13450.316666666,10329.843199999999,8608.2026666666661]
[null,"LTP-DVO0-1002A-40-40-K01","PRO Светильник ДВО 1002A 40Вт 4000К Ra>90 пр. IEK","шт","Заказная","ГОФРОКОРОБ",4,1,1,17608.48,14673.733333333001,11269.4272,9391.1893333333337]
[null,"LTP-DVO0-1001A-30-40-K01","PRO Светильник ДВО 1001A 30Вт 4000К пр. БАП 3ч IEK","шт","Заказная","ГОФРОКОРОБ",4,1,1,14810.2,12341.833333332999,9478.5280000000002,7898.7733333333335]
["10.10.02.02.01.02.01 Панели светодиодные Standart"]
[null,"LTP-DVO1-1201A-30-30-K01","PRO Светильник ДВО 1201A 30Вт 3000К IP54 оп. БАП 3ч IEK","шт","Заказная","ГОФРОКОРОБ",4,1,1,19900.13,16583.441666666,12736.083199999999,10613.402666666667]
[null,"LTP-DVO1-1201A-30-40-K01","PRO Светильник ДВО 1201A 30Вт 4000К IP54 оп. БАП 3ч IEK","шт",null,"ГОФРОКОРОБ",4,1,1,19900.13,16583.441666666,12736.083199999999,10613.402666666667]
[null,"LTP-DVO1-1201A-30-50-K01","PRO Светильник ДВО 1201A 30Вт 5000К IP54 оп. БАП 3ч IEK","шт","Заказная","ГОФРОКОРОБ",4,1,1,19900.13,16583.441666666,12736.083199999999,10613.402666666667]
[null,"LTP-DVO1-1201A-30-65-K01","PRO Светильник ДВО 1201A 30Вт 6500К IP54 оп. БАП 3ч IEK","шт","Заказная","ГОФРОКОРОБ",4,1,1,19900.13,16583.441666666,12736.083199999999,10613.402666666667]
[null,"LTP-DVO1-1201A-40-30-K01","PRO Светильник ДВО 1201A 40Вт 3000К IP54 оп. БАП 3ч IEK","шт","Заказная","ГОФРОКОРОБ",4,1,1,21691.13,18075.941666666,13882.323200000001,11568.602666666668]
[null,"LTP-DVO1-1201A-40-40-K01","PRO Светильник ДВО 1201A 40Вт 4000К IP54 оп. БАП 3ч IEK","шт","Заказная","ГОФРОКОРОБ",4,1,1,21691.13,18075.941666666,13882.323200000001,11568.602666666668]
[null,"LTP-DVO1-1201A-40-50-K01","PRO Светильник ДВО 1201A 40Вт 5000К IP54 оп. БАП 3ч IEK","шт","Заказная","ГОФРОКОРОБ",4,1,1,21691.13,18075.941666666,13882.323200000001,11568.602666666668]
[null,"LTP-DVO1-1201A-40-65-K01","PRO Светильник ДВО 1201A 40Вт 6500К IP54 оп. БАП 3ч IEK","шт","Заказная","ГОФРОКОРОБ",4,1,1,21691.13,18075.941666666,13882.323200000001,11568.602666666668]
[null,"LTP-DVO1-1201A-45-30-K01","PRO Светильник ДВО 1201A 45Вт 3000К IP54 оп. БАП 3ч IEK","шт","Заказная","ГОФРОКОРОБ",4,1,1,22558.78,18798.983333332999,14437.619199999999,12031.349333333334]
[null,"LTP-DVO1-1201A-45-40-K01","PRO Светильник ДВО 1201A 45Вт 4000К IP54 оп. БАП 3ч IEK","шт","Заказная","ГОФРОКОРОБ",4,1,1,22558.78,18798.983333332999,14437.619199999999,12031.349333333334]
[null,"LTP-DVO1-1201A-45-50-K01","PRO Светильник ДВО 1201A 45Вт 5000К IP54 оп. БАП 3ч IEK","шт","Заказная","ГОФРОКОРОБ",4,1,1,22558.78,18798.983333332999,14437.619199999999,12031.349333333334]
[null,"LTP-DVO1-1201A-45-65-K01","PRO Светильник ДВО 1201A 45Вт 6500К IP54 оп. БАП 3ч IEK","шт","Заказная","ГОФРОКОРОБ",4,1,1,22558.78,18798.983333332999,14437.619199999999,12031.349333333334]
[null,"LTP-DVO0-1201A-30-30-K01","PRO Светильник ДВО 1201A 30Вт 3000К IP54 пр. БАП 3ч IEK","шт","Заказная","ГОФРОКОРОБ",4,1,1,19900.13,16583.441666666,12736.083199999999,10613.402666666667]
[null,"LTP-DVO0-1201A-30-40-K01","PRO Светильник ДВО 1201A 30Вт 4000К IP54 пр. БАП 3ч IEK","шт","Заказная","ГОФРОКОРОБ",4,1,1,19900.13,16583.441666666,12736.083199999999,10613.402666666667]
[null,"LTP-DVO0-1201A-30-50-K01","PRO Светильник ДВО 1201A 30Вт 5000К IP54 пр. БАП 3ч IEK","шт","Заказная","ГОФРОКОРОБ",4,1,1,19900.13,16583.441666666,12736.083199999999,10613.402666666667]
[null,"LTP-DVO0-1201A-30-65-K01","PRO Светильник ДВО 1201A 30Вт 6500К IP54 пр. БАП 3ч IEK","шт","Заказная","ГОФРОКОРОБ",4,1,1,19900.13,16583.441666666,12736.083199999999,10613.402666666667]
[null,"LTP-DVO0-1201A-40-30-K01","PRO Светильник ДВО 1201A 40Вт 3000К IP54 пр. БАП 3ч IEK","шт","Заказная","ГОФРОКОРОБ",4,1,1,21691.13,18075.941666666,13882.323200000001,11568.602666666668]
[null,"LTP-DVO0-1201A-40-40-K01","PRO Светильник ДВО 1201A 40Вт 4000К IP54 пр. БАП 3ч IEK","шт","Заказная","ГОФРОКОРОБ",4,1,1,21691.13,18075.941666666,13882.323200000001,11568.602666666668]
[null,"LTP-DVO0-1201A-40-50-K01","PRO Светильник ДВО 1201A 40Вт 5000К IP54 пр. БАП 3ч IEK","шт","Заказная","ГОФРОКОРОБ",4,1,1,21691.13,18075.941666666,13882.323200000001,11568.602666666668]
[null,"LTP-DVO0-1201A-40-65-K01","PRO Светильник ДВО 1201A 40Вт 6500К IP54 пр. БАП 3ч IEK","шт","Заказная","ГОФРОКОРОБ",4,1,1,21691.13,18075.941666666,13882.323200000001,11568.602666666668]
[null,"LTP-DVO0-1201A-45-30-K01","PRO Светильник ДВО 1201A 45Вт 3000К IP54 пр. БАП 3ч IEK","шт","Заказная","ГОФРОКОРОБ",4,1,1,22558.78,18798.983333332999,14437.619199999999,12031.349333333334]
[null,"LTP-DVO0-1201A-45-40-K01","PRO Светильник ДВО 1201A 45Вт 4000К IP54 пр. БАП 3ч IEK","шт","Заказная","ГОФРОКОРОБ",4,1,1,22558.78,18798.983333332999,14437.619199999999,12031.349333333334]
[null,"LTP-DVO0-1201A-45-50-K01","PRO Светильник ДВО 1201A 45Вт 5000К IP54 пр. БАП 3ч IEK","шт","Заказная","ГОФРОКОРОБ",4,1,1,22558.78,18798.983333332999,14437.619199999999,12031.349333333334]
[null,"LTP-DVO0-1201A-45-65-K01","PRO Светильник ДВО 1201A 45Вт 6500К IP54 пр. БАП 3ч IEK","шт","Заказная","ГОФРОКОРОБ",4,1,1,22558.78,18798.983333332999,14437.619199999999,12031.349333333334]
[null,"LTP-DVO0-1202A-30-40-K01","PRO Светильник ДВО 1202A 30Вт 4000К Ra>90 IP54 пр БАП 3ч IEK","шт","Заказная","ГОФРОКОРОБ",4,1,1,23203.55,19336.291666665998,14850.272000000001,12375.226666666667]
[null,"LTP-DVO0-1202A-40-40-K01","PRO Светильник ДВО 1202A 40Вт 4000К Ra>90 IP54 пр БАП 3ч IEK","шт","Заказная","ГОФРОКОРОБ",4,1,1,25291.87,21076.558333333,16186.7968,13488.997333333333]
[null,"LTP-DVO1-1202A-30-40-K01","PRO Светильник ДВО 1202A 30Вт 4000К Ra>90 IP54 оп БАП 3ч IEK","шт","Заказная","ГОФРОКОРОБ",4,1,1,23203.55,19336.291666665998,14850.272000000001,12375.226666666667]
[null,"LTP-DVO1-1202A-40-40-K01","PRO Светильник ДВО 1202A 40Вт 4000К Ra>90 IP54 оп БАП 3ч IEK","шт","Заказная","ГОФРОКОРОБ",4,1,1,25291.87,21076.558333333,16186.7968,13488.997333333333]
[null,"LTP-DVO2-1201A-30-30-K01","PRO Светильник ДВО 1201A 30Вт 3000К IP54 мпр. БАП 3ч IEK","шт","Заказная","ГОФРОКОРОБ",4,1,1,19900.13,16583.441666666,12736.083199999999,10613.402666666667]
[null,"LTP-DVO2-1201A-30-40-K01","PRO Светильник ДВО 1201A 30Вт 4000К IP54 мпр. БАП 3ч IEK","шт","Заказная","ГОФРОКОРОБ",4,1,1,19900.13,16583.441666666,12736.083199999999,10613.402666666667]
[null,"LTP-DVO2-1201A-30-50-K01","PRO Светильник ДВО 1201A 30Вт 5000К IP54 мпр. БАП 3ч IEK","шт","Заказная","ГОФРОКОРОБ",4,1,1,19900.13,16583.441666666,12736.083199999999,10613.402666666667]
[null,"LTP-DVO2-1201A-30-65-K01","PRO Светильник ДВО 1201A 30Вт 6500К IP54 мпр. БАП 3ч IEK","шт","Заказная","ГОФРОКОРОБ",4,1,1,19900.13,16583.441666666,12736.083199999999,10613.402666666667]
[null,"LTP-DVO2-1201A-40-30-K01","PRO Светильник ДВО 1201A 40Вт 3000К IP54 мпр. БАП 3ч IEK","шт","Заказная","ГОФРОКОРОБ",4,1,1,21691.13,18075.941666666,13882.323200000001,11568.602666666668]
[null,"LTP-DVO2-1201A-40-40-K01","PRO Светильник ДВО 1201A 40Вт 4000К IP54 мпр. БАП 3ч IEK","шт","Заказная","ГОФРОКОРОБ",4,1,1,21691.13,18075.941666666,13882.323200000001,11568.602666666668]
[null,"LTP-DVO2-1201A-40-50-K01","PRO Светильник ДВО 1201A 40Вт 5000К IP54 мпр. БАП 3ч IEK","шт","Заказная","ГОФРОКОРОБ",4,1,1,21691.13,18075.941666666,13882.323200000001,11568.602666666668]
[null,"LTP-DVO2-1201A-40-65-K01","PRO Светильник ДВО 1201A 40Вт 6500К IP54 мпр. БАП 3ч IEK","шт","Заказная","ГОФРОКОРОБ",4,1,1,21691.13,18075.941666666,13882.323200000001,11568.602666666668]
[null,"LTP-DVO2-1201A-45-30-K01","PRO Светильник ДВО 1201A 45Вт 3000К IP54 мпр. БАП 3ч IEK","шт","Заказная","ГОФРОКОРОБ",4,1,1,22558.78,18798.983333332999,14437.619199999999,12031.349333333334]
[null,"LTP-DVO2-1201A-45-40-K01","PRO Светильник ДВО 1201A 45Вт 4000К IP54 мпр. БАП 3ч IEK","шт","Заказная","ГОФРОКОРОБ",4,1,1,22558.78,18798.983333332999,14437.619199999999,12031.349333333334]
[null,"LTP-DVO2-1201A-45-50-K01","PRO Светильник ДВО 1201A 45Вт 5000К IP54 мпр. БАП 3ч IEK","шт","Заказная","ГОФРОКОРОБ",4,1,1,22558.78,18798.983333332999,14437.619199999999,12031.349333333334]
[null,"LTP-DVO2-1201A-45-65-K01","PRO Светильник ДВО 1201A 45Вт 6500К IP54 мпр. БАП 3ч IEK","шт","Заказная","ГОФРОКОРОБ",4,1,1,22558.78,18798.983333332999,14437.619199999999,12031.349333333334]
[null,"LTP-DVO2-1202A-30-40-K01","PRO Светильник ДВО 1202A 30Вт 4000К Ra>90 IP54 мп БАП 3ч IEK","шт","Заказная","ГОФРОКОРОБ",4,1,1,23203.55,19336.291666665998,14850.272000000001,12375.226666666667]
[null,"LTP-DVO2-1202A-40-40-K01","PRO Светильник ДВО 1202A 40Вт 4000К Ra>90 IP54 мп БАП 3ч IEK","шт","Заказная","ГОФРОКОРОБ",4,1,1,25291.87,21076.558333333,16186.7968,13488.997333333333]
["10.10.02.03.01.01.01 Панели светодиодные Standart"]
[null,"LTP-DVO0-1001D-30-30-K01","PRO Светильник ДВО 1001D 30Вт 3000К пр. Dali IEK","шт","Заказная","ГОФРОКОРОБ",4,1,1,11457.76,9548.1333333330003,7332.9664000000002,6110.8053333333337]
[null,"LTP-DVO0-1001D-30-40-K01","PRO Светильник ДВО 1001D 30Вт 4000К пр. Dali IEK","шт","Заказная","ГОФРОКОРОБ",4,1,1,11457.76,9548.1333333330003,7332.9664000000002,6110.8053333333337]
[null,"LTP-DVO0-1001D-30-50-K01","PRO Светильник ДВО 1001D 30Вт 5000К пр. Dali IEK","шт","Заказная","ГОФРОКОРОБ",4,1,1,11457.76,9548.1333333330003,7332.9664000000002,6110.8053333333337]
[null,"LTP-DVO0-1001D-30-65-K01","PRO Светильник ДВО 1001D 30Вт 6500К пр. Dali IEK","шт","Заказная","ГОФРОКОРОБ",4,1,1,11457.76,9548.1333333330003,7332.9664000000002,6110.8053333333337]
[null,"LTP-DVO0-1001D-40-30-K01","PRO Светильник ДВО 1001D 40Вт 3000К пр. Dali IEK","шт","Заказная","ГОФРОКОРОБ",4,1,1,12499.96,10416.633333333,7999.9744000000001,6666.6453333333329]
[null,"LTP-DVO0-1001D-40-40-K01","PRO Светильник ДВО 1001D 40Вт 4000К пр. Dali IEK","шт","Заказная","ГОФРОКОРОБ",4,1,1,12499.96,10416.633333333,7999.9744000000001,6666.6453333333329]
[null,"LTP-DVO0-1001D-40-50-K01","PRO Светильник ДВО 1001D 40Вт 5000К пр. Dali IEK","шт","Заказная","ГОФРОКОРОБ",4,1,1,12499.96,10416.633333333,7999.9744000000001,6666.6453333333329]
[null,"LTP-DVO0-1001D-40-65-K01","PRO Светильник ДВО 1001D 40Вт 6500К пр. Dali IEK","шт","Заказная","ГОФРОКОРОБ",4,1,1,12499.96,10416.633333333,7999.9744000000001,6666.6453333333329]
[null,"LTP-DVO0-1001D-45-30-K01","PRO Светильник ДВО 1001D 45Вт 3000К пр. Dali IEK","шт","Заказная","ГОФРОКОРОБ",4,1,1,13318.43,11098.691666666,8523.7952000000005,7103.1626666666671]
[null,"LTP-DVO0-1001D-45-40-K01","PRO Светильник ДВО 1001D 45Вт 4000К пр. Dali IEK","шт","Заказная","ГОФРОКОРОБ",4,1,1,13318.43,11098.691666666,8523.7952000000005,7103.1626666666671]
[null,"LTP-DVO0-1001D-45-50-K01","PRO Светильник ДВО 1001D 45Вт 5000К пр. Dali IEK","шт","Заказная","ГОФРОКОРОБ",4,1,1,13318.43,11098.691666666,8523.7952000000005,7103.1626666666671]
[null,"LTP-DVO0-1001D-45-65-K01","PRO Светильник ДВО 1001D 45Вт 6500К пр. Dali IEK","шт","Заказная","ГОФРОКОРОБ",4,1,1,13318.43,11098.691666666,8523.7952000000005,7103.1626666666671]
[null,"LTP-DVO0-1002D-30-40-K01","PRO Светильник ДВО 1002D 30Вт 4000К Ra>90 пр. Dali IEK","шт","Заказная","ГОФРОКОРОБ",4,1,1,11226.68,9355.5666666659999,7185.0752000000002,5987.5626666666667]
[null,"LTP-DVO0-1002D-40-40-K01","PRO Светильник ДВО 1002D 40Вт 4000К Ra>90 пр. Dali IEK","шт","Заказная","ГОФРОКОРОБ",4,1,1,12247.86,10206.549999999999,7838.6304,6532.192]
[null,"LTP-DVO1-1001D-30-30-K01","PRO Светильник ДВО 1001D 30Вт 3000К оп. Dali IEK","шт","Заказная","ГОФРОКОРОБ",4,1,1,11457.76,9548.1333333330003,7332.9664000000002,6110.8053333333337]
[null,"LTP-DVO1-1001D-30-40-K01","PRO Светильник ДВО 1001D 30Вт 4000К оп. Dali IEK","шт","Заказная","ГОФРОКОРОБ",4,1,1,11457.76,9548.1333333330003,7332.9664000000002,6110.8053333333337]
[null,"LTP-DVO1-1001D-30-50-K01","PRO Светильник ДВО 1001D 30Вт 5000К оп. Dali IEK","шт","Заказная","ГОФРОКОРОБ",4,1,1,11457.76,9548.1333333330003,7332.9664000000002,6110.8053333333337]
[null,"LTP-DVO1-1001D-30-65-K01","PRO Светильник ДВО 1001D 30Вт 6500К оп. Dali IEK","шт","Заказная","ГОФРОКОРОБ",4,1,1,11457.76,9548.1333333330003,7332.9664000000002,6110.8053333333337]
[null,"LTP-DVO1-1001D-40-30-K01","PRO Светильник ДВО 1001D 40Вт 3000К оп. Dali IEK","шт","Заказная","ГОФРОКОРОБ",4,1,1,12499.96,10416.633333333,7999.9744000000001,6666.6453333333329]
[null,"LTP-DVO1-1001D-40-40-K01","PRO Светильник ДВО 1001D 40Вт 4000К оп. Dali IEK","шт","Заказная","ГОФРОКОРОБ",4,1,1,12499.96,10416.633333333,7999.9744000000001,6666.6453333333329]
[null,"LTP-DVO1-1001D-40-50-K01","PRO Светильник ДВО 1001D 40Вт 5000К оп. Dali IEK","шт","Заказная","ГОФРОКОРОБ",4,1,1,12499.96,10416.633333333,7999.9744000000001,6666.6453333333329]
[null,"LTP-DVO1-1001D-40-65-K01","PRO Светильник ДВО 1001D 40Вт 6500К оп. Dali IEK","шт","Заказная","ГОФРОКОРОБ",4,1,1,12499.96,10416.633333333,7999.9744000000001,6666.6453333333329]
[null,"LTP-DVO1-1001D-45-30-K01","PRO Светильник ДВО 1001D 45Вт 3000К оп. Dali IEK","шт","Заказная","ГОФРОКОРОБ",4,1,1,13318.43,11098.691666666,8523.7952000000005,7103.1626666666671]
[null,"LTP-DVO1-1001D-45-40-K01","PRO Светильник ДВО 1001D 45Вт 4000К оп. Dali IEK","шт","Заказная","ГОФРОКОРОБ",4,1,1,13318.43,11098.691666666,8523.7952000000005,7103.1626666666671]
[null,"LTP-DVO1-1001D-45-50-K01","PRO Светильник ДВО 1001D 45Вт 5000К оп. Dali IEK","шт","Заказная","ГОФРОКОРОБ",4,1,1,13318.43,11098.691666666,8523.7952000000005,7103.1626666666671]
[null,"LTP-DVO1-1001D-45-65-K01","PRO Светильник ДВО 1001D 45Вт 6500К оп. Dali IEK","шт","Заказная","ГОФРОКОРОБ",4,1,1,13318.43,11098.691666666,8523.7952000000005,7103.1626666666671]
[null,"LTP-DVO1-1002D-30-40-K01","PRO Светильник ДВО 1002D 30Вт 4000К Ra>90 оп. Dali IEK","шт","Заказная","ГОФРОКОРОБ",4,1,1,11226.68,9355.5666666659999,7185.0752000000002,5987.5626666666667]
[null,"LTP-DVO1-1002D-40-40-K01","PRO Светильник ДВО 1002D 40Вт 4000К Ra>90 оп. Dali IEK","шт","Заказная","ГОФРОКОРОБ",4,1,1,12247.86,10206.549999999999,7838.6304,6532.192]
[null,"LTP-DVO2-1001D-30-30-K01","PRO Светильник ДВО 1001D 30Вт 3000К мпр. Dali IEK","шт","Заказная","ГОФРОКОРОБ",4,1,1,11457.76,9548.1333333330003,7332.9664000000002,6110.8053333333337]
[null,"LTP-DVO2-1001D-30-40-K01","PRO Светильник ДВО 1001D 30Вт 4000К мпр. Dali IEK","шт","Заказная","ГОФРОКОРОБ",4,1,1,11457.76,9548.1333333330003,7332.9664000000002,6110.8053333333337]
[null,"LTP-DVO2-1001D-30-50-K01","PRO Светильник ДВО 1001D 30Вт 5000К мпр. Dali IEK","шт","Заказная","ГОФРОКОРОБ",4,1,1,11457.76,9548.1333333330003,7332.9664000000002,6110.8053333333337]
[null,"LTP-DVO2-1001D-30-65-K01","PRO Светильник ДВО 1001D 30Вт 6500К мпр. Dali IEK","шт","Заказная","ГОФРОКОРОБ",4,1,1,11457.76,9548.1333333330003,7332.9664000000002,6110.8053333333337]
[null,"LTP-DVO2-1001D-40-30-K01","PRO Светильник ДВО 1001D 40Вт 3000К мпр. Dali IEK","шт","Заказная","ГОФРОКОРОБ",4,1,1,12499.96,10416.633333333,7999.9744000000001,6666.6453333333329]
[null,"LTP-DVO2-1001D-40-40-K01","PRO Светильник ДВО 1001D 40Вт 4000К мпр. Dali IEK","шт","Заказная","ГОФРОКОРОБ",4,1,1,12499.96,10416.633333333,7999.9744000000001,6666.6453333333329]
[null,"LTP-DVO2-1001D-40-50-K01","PRO Светильник ДВО 1001D 40Вт 5000К мпр. Dali IEK","шт","Заказная","ГОФРОКОРОБ",4,1,1,12499.96,10416.633333333,7999.9744000000001,6666.6453333333329]
[null,"LTP-DVO2-1001D-40-65-K01","PRO Светильник ДВО 1001D 40Вт 6500К мпр. Dali IEK","шт","Заказная","ГОФРОКОРОБ",4,1,1,12499.96,10416.633333333,7999.9744000000001,6666.6453333333329]
[null,"LTP-DVO2-1001D-45-30-K01","PRO Светильник ДВО 1001D 45Вт 3000К мпр. Dali IEK","шт","Заказная","ГОФРОКОРОБ",4,1,1,13318.43,11098.691666666,8523.7952000000005,7103.1626666666671]
[null,"LTP-DVO2-1001D-45-40-K01","PRO Светильник ДВО 1001D 45Вт 4000К мпр. Dali IEK","шт","Заказная","ГОФРОКОРОБ",4,1,1,13318.43,11098.691666666,8523.7952000000005,7103.1626666666671]
[null,"LTP-DVO2-1001D-45-50-K01","PRO Светильник ДВО 1001D 45Вт 5000К мпр. Dali IEK","шт","Заказная","ГОФРОКОРОБ",4,1,1,13318.43,11098.691666666,8523.7952000000005,7103.1626666666671]
[null,"LTP-DVO2-1001D-45-65-K01","PRO Светильник ДВО 1001D 45Вт 6500К мпр. Dali IEK","шт","Заказная","ГОФРОКОРОБ",4,1,1,13318.43,11098.691666666,8523.7952000000005,7103.1626666666671]
[null,"LTP-DVO2-1002D-30-40-K01","PRO Светильник ДВО 1002D 30Вт 4000К Ra>90 мпр. Dali IEK","шт","Заказная","ГОФРОКОРОБ",4,1,1,11226.68,9355.5666666659999,7185.0752000000002,5987.5626666666667]
[null,"LTP-DVO2-1002D-40-40-K01","PRO Светильник ДВО 1002D 40Вт 4000К Ra>90 мпр. Dali IEK","шт","Заказная","ГОФРОКОРОБ",4,1,1,12247.86,10206.549999999999,7838.6304,6532.192]
["10.10.02.03.01.02.01 Панели светодиодные Standart"]
[null,"LTP-DVO0-1201D-30-30-K01","PRO Светильник ДВО 1201D 30Вт 3000К IP54 пр. Dali IEK","шт","Заказная","ГОФРОКОРОБ",4,1,1,19536.96,16280.8,12503.654399999999,10419.712]
[null,"LTP-DVO0-1201D-30-40-K01","PRO Светильник ДВО 1201D 30Вт 4000К IP54 пр. Dali IEK","шт","Заказная","ГОФРОКОРОБ",4,1,1,19536.96,16280.8,12503.654399999999,10419.712]
[null,"LTP-DVO0-1201D-30-50-K01","PRO Светильник ДВО 1201D 30Вт 5000К IP54 пр. Dali IEK","шт","Заказная","ГОФРОКОРОБ",4,1,1,19536.96,16280.8,12503.654399999999,10419.712]
[null,"LTP-DVO0-1201D-30-65-K01","PRO Светильник ДВО 1201D 30Вт 6500К IP54 пр. Dali IEK","шт","Заказная","ГОФРОКОРОБ",4,1,1,19536.96,16280.8,12503.654399999999,10419.712]
[null,"LTP-DVO0-1201D-40-30-K01","PRO Светильник ДВО 1201D 40Вт 3000К IP54 пр. Dali IEK","шт","Заказная","ГОФРОКОРОБ",4,1,1,21295.279999999999,17746.066666666,13628.9792,11357.482666666667]
[null,"LTP-DVO0-1201D-40-40-K01","PRO Светильник ДВО 1201D 40Вт 4000К IP54 пр. Dali IEK","шт","Заказная","ГОФРОКОРОБ",4,1,1,21295.279999999999,17746.066666666,13628.9792,11357.482666666667]
[null,"LTP-DVO0-1201D-40-50-K01","PRO Светильник ДВО 1201D 40Вт 5000К IP54 пр. Dali IEK","шт","Заказная","ГОФРОКОРОБ",4,1,1,21295.279999999999,17746.066666666,13628.9792,11357.482666666667]
[null,"LTP-DVO0-1201D-40-65-K01","PRO Светильник ДВО 1201D 40Вт 6500К IP54 пр. Dali IEK","шт","Заказная","ГОФРОКОРОБ",4,1,1,21295.279999999999,17746.066666666,13628.9792,11357.482666666667]
[null,"LTP-DVO0-1201D-45-30-K01","PRO Светильник ДВО 1201D 45Вт 3000К IP54 пр. Dali IEK","шт","Заказная","ГОФРОКОРОБ",4,1,1,22147.09,18455.908333333002,14174.1376,11811.781333333332]
[null,"LTP-DVO0-1201D-45-40-K01","PRO Светильник ДВО 1201D 45Вт 4000К IP54 пр. Dali IEK","шт","Заказная","ГОФРОКОРОБ",4,1,1,22147.09,18455.908333333002,14174.1376,11811.781333333332]
[null,"LTP-DVO0-1201D-45-50-K01","PRO Светильник ДВО 1201D 45Вт 5000К IP54 пр. Dali IEK","шт","Заказная","ГОФРОКОРОБ",4,1,1,22147.09,18455.908333333002,14174.1376,11811.781333333332]
[null,"LTP-DVO0-1201D-45-65-K01","PRO Светильник ДВО 1201D 45Вт 6500К IP54 пр. Dali IEK","шт","Заказная","ГОФРОКОРОБ",4,1,1,22147.09,18455.908333333002,14174.1376,11811.781333333332]
[null,"LTP-DVO0-1202D-30-40-K01","PRO Светильник ДВО 1202D 30Вт 4000К Ra>90 IP54 пр. Dali IEK","шт","Заказная","ГОФРОКОРОБ",4,1,1,19323.54,16102.95,12367.0656,10305.888000000001]
[null,"LTP-DVO0-1202D-40-40-K01","PRO Светильник ДВО 1202D 40Вт 4000К Ra>90 IP54 пр. Dali IEK","шт","Заказная","ГОФРОКОРОБ",4,1,1,21062.62,17552.183333333,13480.076800000001,11233.397333333332]
[null,"LTP-DVO1-1202D-30-40-K01","PRO Светильник ДВО 1202D 30Вт 4000К Ra>90 IP54 оп. Dali IEK","шт","Заказная","ГОФРОКОРОБ",4,1,1,19323.54,16102.95,12367.0656,10305.888000000001]
[null,"LTP-DVO1-1202D-40-40-K01","PRO Светильник ДВО 1202D 40Вт 4000К Ra>90 IP54 оп. Dali IEK","шт","Заказная","ГОФРОКОРОБ",4,1,1,21062.62,17552.183333333,13480.076800000001,11233.397333333332]
[null,"LTP-DVO1-1201D-30-30-K01","PRO Светильник ДВО 1201D 30Вт 3000К IP54 оп. Dali IEK","шт","Заказная","ГОФРОКОРОБ",4,1,1,19536.96,16280.8,12503.654399999999,10419.712]
[null,"LTP-DVO1-1201D-30-40-K01","PRO Светильник ДВО 1201D 30Вт 4000К IP54 оп. Dali IEK","шт","Заказная","ГОФРОКОРОБ",4,1,1,19536.96,16280.8,12503.654399999999,10419.712]
[null,"LTP-DVO1-1201D-30-50-K01","PRO Светильник ДВО 1201D 30Вт 5000К IP54 оп. Dali IEK","шт","Заказная","ГОФРОКОРОБ",4,1,1,19536.96,16280.8,12503.654399999999,10419.712]
[null,"LTP-DVO1-1201D-30-65-K01","PRO Светильник ДВО 1201D 30Вт 6500К IP54 оп. Dali IEK","шт","Заказная","ГОФРОКОРОБ",4,1,1,19536.96,16280.8,12503.654399999999,10419.712]
[null,"LTP-DVO1-1201D-40-30-K01","PRO Светильник ДВО 1201D 40Вт 3000К IP54 оп. Dali IEK","шт","Заказная","ГОФРОКОРОБ",4,1,1,21295.279999999999,17746.066666666,13628.9792,11357.482666666667]
[null,"LTP-DVO1-1201D-40-40-K01","PRO Светильник ДВО 1201D 40Вт 4000К IP54 оп. Dali IEK","шт","Заказная","ГОФРОКОРОБ",4,1,1,21295.279999999999,17746.066666666,13628.9792,11357.482666666667]
[null,"LTP-DVO1-1201D-40-50-K01","PRO Светильник ДВО 1201D 40Вт 5000К IP54 оп. Dali IEK","шт","Заказная","ГОФРОКОРОБ",4,1,1,21295.279999999999,17746.066666666,13628.9792,11357.482666666667]
[null,"LTP-DVO1-1201D-40-65-K01","PRO Светильник ДВО 1201D 40Вт 6500К IP54 оп. Dali IEK","шт","Заказная","ГОФРОКОРОБ",4,1,1,21295.279999999999,17746.066666666,13628.9792,11357.482666666667]
[null,"LTP-DVO1-1201D-45-30-K01","PRO Светильник ДВО 1201D 45Вт 3000К IP54 оп. Dali IEK","шт","Заказная","ГОФРОКОРОБ",4,1,1,22147.09,18455.908333333002,14174.1376,11811.781333333332]
[null,"LTP-DVO1-1201D-45-40-K01","PRO Светильник ДВО 1201D 45Вт 4000К IP54 оп. Dali IEK","шт","Заказная","ГОФРОКОРОБ",4,1,1,22147.09,18455.908333333002,14174.1376,11811.781333333332]
[null,"LTP-DVO1-1201D-45-50-K01","PRO Светильник ДВО 1201D 45Вт 5000К IP54 оп. Dali IEK","шт","Заказная","ГОФРОКОРОБ",4,1,1,22147.09,18455.908333333002,14174.1376,11811.781333333332]
[null,"LTP-DVO1-1201D-45-65-K01","PRO Светильник ДВО 1201D 45Вт 6500К IP54 оп. Dali IEK","шт","Заказная","ГОФРОКОРОБ",4,1,1,22147.09,18455.908333333002,14174.1376,11811.781333333332]
[null,"LTP-DVO2-1201D-30-30-K01","PRO Светильник ДВО 1201D 30Вт 3000К IP54 мпр. Dali IEK","шт","Заказная","ГОФРОКОРОБ",4,1,1,19536.96,16280.8,12503.654399999999,10419.712]
[null,"LTP-DVO2-1201D-30-40-K01","PRO Светильник ДВО 1201D 30Вт 4000К IP54 мпр. Dali IEK","шт","Заказная","ГОФРОКОРОБ",4,1,1,19536.96,16280.8,12503.654399999999,10419.712]
[null,"LTP-DVO2-1201D-30-50-K01","PRO Светильник ДВО 1201D 30Вт 5000К IP54 мпр. Dali IEK","шт","Заказная","ГОФРОКОРОБ",4,1,1,19536.96,16280.8,12503.654399999999,10419.712]
[null,"LTP-DVO2-1201D-30-65-K01","PRO Светильник ДВО 1201D 30Вт 6500К IP54 мпр. Dali IEK","шт","Заказная","ГОФРОКОРОБ",4,1,1,19536.96,16280.8,12503.654399999999,10419.712]
[null,"LTP-DVO2-1201D-40-30-K01","PRO Светильник ДВО 1201D 40Вт 3000К IP54 мпр. Dali IEK","шт","Заказная","ГОФРОКОРОБ",4,1,1,21295.279999999999,17746.066666666,13628.9792,11357.482666666667]
[null,"LTP-DVO2-1201D-40-40-K01","PRO Светильник ДВО 1201D 40Вт 4000К IP54 мпр. Dali IEK","шт","Заказная","ГОФРОКОРОБ",4,1,1,21295.279999999999,17746.066666666,13628.9792,11357.482666666667]
[null,"LTP-DVO2-1201D-40-50-K01","PRO Светильник ДВО 1201D 40Вт 5000К IP54 мпр. Dali IEK","шт","Заказная","ГОФРОКОРОБ",4,1,1,21295.279999999999,17746.066666666,13628.9792,11357.482666666667]
[null,"LTP-DVO2-1201D-40-65-K01","PRO Светильник ДВО 1201D 40Вт 6500К IP54 мпр. Dali IEK","шт","Заказная","ГОФРОКОРОБ",4,1,1,21295.279999999999,17746.066666666,13628.9792,11357.482666666667]
[null,"LTP-DVO2-1201D-45-30-K01","PRO Светильник ДВО 1201D 45Вт 3000К IP54 мпр. Dali IEK","шт","Заказная","ГОФРОКОРОБ",4,1,1,22147.09,18455.908333333002,14174.1376,11811.781333333332]
[null,"LTP-DVO2-1201D-45-40-K01","PRO Светильник ДВО 1201D 45Вт 4000К IP54 мпр. Dali IEK","шт","Заказная","ГОФРОКОРОБ",4,1,1,22147.09,18455.908333333002,14174.1376,11811.781333333332]
[null,"LTP-DVO2-1201D-45-50-K01","PRO Светильник ДВО 1201D 45Вт 5000К IP54 мпр. Dali IEK","шт","Заказная","ГОФРОКОРОБ",4,1,1,22147.09,18455.908333333002,14174.1376,11811.781333333332]
[null,"LTP-DVO2-1201D-45-65-K01","PRO Светильник ДВО 1201D 45Вт 6500К IP54 мпр. Dali IEK","шт","Заказная","ГОФРОКОРОБ",4,1,1,22147.09,18455.908333333002,14174.1376,11811.781333333332]
[null,"LTP-DVO2-1202D-30-40-K01","PRO Светильник ДВО 1202D 30Вт 4000К Ra>90 IP54 мпр. Dali IEK","шт","Заказная","ГОФРОКОРОБ",4,1,1,19323.54,16102.95,12367.0656,10305.888000000001]
[null,"LTP-DVO2-1202D-40-40-K01","PRO Светильник ДВО 1202D 40Вт 4000К Ra>90 IP54 мпр. Dali IEK","шт","Заказная","ГОФРОКОРОБ",4,1,1,21062.62,17552.183333333,13480.076800000001,11233.397333333332]
["10.10.02.04.01.01.01 Панели светодиодные Standart"]
[null,"LTP-DVO0-2001-30-30-K01","PRO Светильник ДВО 2001 30Вт 3000К Gr. пр. IEK","шт","Заказная","ГОФРОКОРОБ",4,1,1,6297.23,5247.6916666659999,4030.2271999999998,3358.5226666666667]
[null,"LTP-DVO0-2001-30-40-K01","PRO Светильник ДВО 2001 30Вт 4000К Gr. пр. IEK","шт","Заказная","ГОФРОКОРОБ",4,1,1,6297.23,5247.6916666659999,4030.2271999999998,3358.5226666666667]
[null,"LTP-DVO0-2001-30-50-K01","PRO Светильник ДВО 2001 30Вт 5000К Gr. пр. IEK","шт","Заказная","ГОФРОКОРОБ",4,1,1,6297.23,5247.6916666659999,4030.2271999999998,3358.5226666666667]
[null,"LTP-DVO0-2001-30-65-K01","PRO Светильник ДВО 2001 30Вт 6500К Gr. пр. IEK","шт","Заказная","ГОФРОКОРОБ",4,1,1,6297.23,5247.6916666659999,4030.2271999999998,3358.5226666666667]
[null,"LTP-DVO0-2001-40-30-K01","PRO Светильник ДВО 2001 40Вт 3000К Gr. пр. IEK","шт","Заказная","ГОФРОКОРОБ",4,1,1,6853.36,5711.1333333330003,4386.1504000000004,3655.1253333333334]
[null,"LTP-DVO0-2001-40-40-K01","PRO Светильник ДВО 2001 40Вт 4000К Gr. пр. IEK","шт",null,"ГОФРОКОРОБ",4,1,1,6853.36,5711.1333333330003,4386.1504000000004,3655.1253333333334]
[null,"LTP-DVO0-2001-40-50-K01","PRO Светильник ДВО 2001 40Вт 5000К Gr. пр. IEK","шт","Заказная","ГОФРОКОРОБ",4,1,1,6853.36,5711.1333333330003,4386.1504000000004,3655.1253333333334]
[null,"LTP-DVO0-2001-40-65-K01","PRO Светильник ДВО 2001 40Вт 6500К Gr. пр. IEK","шт","Заказная","ГОФРОКОРОБ",4,1,1,6853.36,5711.1333333330003,4386.1504000000004,3655.1253333333334]
[null,"LTP-DVO0-2001-45-30-K01","PRO Светильник ДВО 2001 45Вт 3000К Gr. пр. IEK","шт","Заказная","ГОФРОКОРОБ",4,1,1,7311.18,6092.65,4679.1552000000001,3899.2959999999998]
[null,"LTP-DVO0-2001-45-40-K01","PRO Светильник ДВО 2001 45Вт 4000К Gr. пр. IEK","шт","Заказная","ГОФРОКОРОБ",4,1,1,7311.18,6092.65,4679.1552000000001,3899.2959999999998]
[null,"LTP-DVO0-2001-45-50-K01","PRO Светильник ДВО 2001 45Вт 5000К Gr. пр. IEK","шт","Заказная","ГОФРОКОРОБ",4,1,1,7311.18,6092.65,4679.1552000000001,3899.2959999999998]
[null,"LTP-DVO0-2001-45-65-K01","PRO Светильник ДВО 2001 45Вт 6500К Gr. пр. IEK","шт","Заказная","ГОФРОКОРОБ",4,1,1,7311.18,6092.65,4679.1552000000001,3899.2959999999998]
[null,"LTP-DVO1-2001-30-30-K01","PRO Светильник ДВО 2001 30Вт 3000К Gr. оп. IEK","шт","Заказная","ГОФРОКОРОБ",4,1,1,6297.23,5247.6916666659999,4030.2271999999998,3358.5226666666667]
[null,"LTP-DVO1-2001-30-40-K01","PRO Светильник ДВО 2001 30Вт 4000К Gr. оп. IEK","шт",null,"ГОФРОКОРОБ",4,1,1,6297.23,5247.6916666659999,4030.2271999999998,3358.5226666666667]
[null,"LTP-DVO1-2001-30-50-K01","PRO Светильник ДВО 2001 30Вт 5000К Gr. оп. IEK","шт","Заказная","ГОФРОКОРОБ",4,1,1,6297.23,5247.6916666659999,4030.2271999999998,3358.5226666666667]
[null,"LTP-DVO1-2001-30-65-K01","PRO Светильник ДВО 2001 30Вт 6500К Gr. оп. IEK","шт",null,"ГОФРОКОРОБ",4,1,1,6297.23,5247.6916666659999,4030.2271999999998,3358.5226666666667]
[null,"LTP-DVO1-2001-40-30-K01","PRO Светильник ДВО 2001 40Вт 3000К Gr. оп. IEK","шт","Заказная","ГОФРОКОРОБ",4,1,1,6853.36,5711.1333333330003,4386.1504000000004,3655.1253333333334]
[null,"LTP-DVO1-2001-40-40-K01","PRO Светильник ДВО 2001 40Вт 4000К Gr. оп. IEK","шт",null,"ГОФРОКОРОБ",4,1,1,6853.36,5711.1333333330003,4386.1504000000004,3655.1253333333334]
[null,"LTP-DVO1-2001-40-50-K01","PRO Светильник ДВО 2001 40Вт 5000К Gr. оп. IEK","шт","Заказная","ГОФРОКОРОБ",4,1,1,6853.36,5711.1333333330003,4386.1504000000004,3655.1253333333334]
[null,"LTP-DVO1-2001-40-65-K01","PRO Светильник ДВО 2001 40Вт 6500К Gr. оп. IEK","шт",null,"ГОФРОКОРОБ",4,1,1,6853.36,5711.1333333330003,4386.1504000000004,3655.1253333333334]
[null,"LTP-DVO1-2001-45-30-K01","PRO Светильник ДВО 2001 45Вт 3000К Gr. оп. IEK","шт","Заказная","ГОФРОКОРОБ",4,1,1,7311.18,6092.65,4679.1552000000001,3899.2959999999998]
[null,"LTP-DVO1-2001-45-40-K01","PRO Светильник ДВО 2001 45Вт 4000К Gr. оп. IEK","шт",null,"ГОФРОКОРОБ",4,1,1,7311.18,6092.65,4679.1552000000001,3899.2959999999998]
[null,"LTP-DVO1-2001-45-50-K01","PRO Светильник ДВО 2001 45Вт 5000К Gr. оп. IEK","шт","Заказная","ГОФРОКОРОБ",4,1,1,7311.18,6092.65,4679.1552000000001,3899.2959999999998]
[null,"LTP-DVO1-2001-45-65-K01","PRO Светильник ДВО 2001 45Вт 6500К Gr. оп. IEK","шт","Заказная","ГОФРОКОРОБ",4,1,1,7311.18,6092.65,4679.1552000000001,3899.2959999999998]
[null,"LTP-DVO2-2001-30-30-K01","PRO Светильник ДВО 2001 30Вт 3000К Gr. мпр. IEK","шт","Заказная","ГОФРОКОРОБ",4,1,1,6297.23,5247.6916666659999,4030.2271999999998,3358.5226666666667]
[null,"LTP-DVO2-2001-30-40-K01","PRO Светильник ДВО 2001 30Вт 4000К Gr. мпр. IEK","шт",null,"ГОФРОКОРОБ",4,1,1,6297.23,5247.6916666659999,4030.2271999999998,3358.5226666666667]
[null,"LTP-DVO2-2001-30-50-K01","PRO Светильник ДВО 2001 30Вт 5000К Gr. мпр. IEK","шт","Заказная","ГОФРОКОРОБ",4,1,1,6297.23,5247.6916666659999,4030.2271999999998,3358.5226666666667]
[null,"LTP-DVO2-2001-30-65-K01","PRO Светильник ДВО 2001 30Вт 6500К Gr. мпр. IEK","шт","Заказная","ГОФРОКОРОБ",4,1,1,6297.23,5247.6916666659999,4030.2271999999998,3358.5226666666667]
[null,"LTP-DVO2-2001-40-30-K01","PRO Светильник ДВО 2001 40Вт 3000К Gr. мпр. IEK","шт","Заказная","ГОФРОКОРОБ",4,1,1,6853.36,5711.1333333330003,4386.1504000000004,3655.1253333333334]
[null,"LTP-DVO2-2001-40-40-K01","PRO Светильник ДВО 2001 40Вт 4000К Gr. мпр. IEK","шт",null,"ГОФРОКОРОБ",4,1,1,6853.36,5711.1333333330003,4386.1504000000004,3655.1253333333334]
[null,"LTP-DVO2-2001-40-50-K01","PRO Светильник ДВО 2001 40Вт 5000К Gr. мпр. IEK","шт","Заказная","ГОФРОКОРОБ",4,1,1,6853.36,5711.1333333330003,4386.1504000000004,3655.1253333333334]
[null,"LTP-DVO2-2001-40-65-K01","PRO Светильник ДВО 2001 40Вт 6500К Gr. мпр. IEK","шт",null,"ГОФРОКОРОБ",4,1,1,6853.36,5711.1333333330003,4386.1504000000004,3655.1253333333334]
[null,"LTP-DVO2-2001-45-30-K01","PRO Светильник ДВО 2001 45Вт 3000К Gr. мпр. IEK","шт","Заказная","ГОФРОКОРОБ",4,1,1,7311.18,6092.65,4679.1552000000001,3899.2959999999998]
[null,"LTP-DVO2-2001-45-40-K01","PRO Светильник ДВО 2001 45Вт 4000К Gr. мпр. IEK","шт","Заказная","ГОФРОКОРОБ",4,1,1,7311.18,6092.65,4679.1552000000001,3899.2959999999998]
[null,"LTP-DVO2-2001-45-50-K01","PRO Светильник ДВО 2001 45Вт 5000К Gr. мпр. IEK","шт","Заказная","ГОФРОКОРОБ",4,1,1,7311.18,6092.65,4679.1552000000001,3899.2959999999998]
[null,"LTP-DVO2-2001-45-65-K01","PRO Светильник ДВО 2001 45Вт 6500К Gr. мпр. IEK","шт","Заказная","ГОФРОКОРОБ",4,1,1,7311.18,6092.65,4679.1552000000001,3899.2959999999998]
["10.10.02.05.01.01.01 Панели светодиодные Standart"]
[null,"LTP-DVO2-2001A-30-30-K01","PRO Светильник ДВО 2001A 30Вт 3000К Gr. мпр. БАП 3ч IEK","шт","Заказная","ГОФРОКОРОБ",4,1,1,14936.77,12447.308333333,9559.5328000000009,7966.2773333333334]
[null,"LTP-DVO2-2001A-30-40-K01","PRO Светильник ДВО 2001A 30Вт 4000К Gr. мпр. БАП 3ч IEK","шт","Заказная","ГОФРОКОРОБ",4,1,1,14936.77,12447.308333333,9559.5328000000009,7966.2773333333334]
[null,"LTP-DVO2-2001A-30-50-K01","PRO Светильник ДВО 2001A 30Вт 5000К Gr. мпр. БАП 3ч IEK","шт","Заказная","ГОФРОКОРОБ",4,1,1,14936.77,12447.308333333,9559.5328000000009,7966.2773333333334]
[null,"LTP-DVO2-2001A-30-65-K01","PRO Светильник ДВО 2001A 30Вт 6500К Gr. мпр. БАП 3ч IEK","шт","Заказная","ГОФРОКОРОБ",4,1,1,14936.77,12447.308333333,9559.5328000000009,7966.2773333333334]
[null,"LTP-DVO2-2001A-40-30-K01","PRO Светильник ДВО 2001A 40Вт 3000К Gr. мпр. БАП 3ч IEK","шт","Заказная","ГОФРОКОРОБ",4,1,1,16255.9,13546.583333332999,10403.776,8669.8133333333335]
[null,"LTP-DVO2-2001A-40-40-K01","PRO Светильник ДВО 2001A 40Вт 4000К Gr. мпр. БАП 3ч IEK","шт","Заказная","ГОФРОКОРОБ",4,1,1,16255.9,13546.583333332999,10403.776,8669.8133333333335]
[null,"LTP-DVO2-2001A-40-50-K01","PRO Светильник ДВО 2001A 40Вт 5000К Gr. мпр. БАП 3ч IEK","шт","Заказная","ГОФРОКОРОБ",4,1,1,16255.9,13546.583333332999,10403.776,8669.8133333333335]
[null,"LTP-DVO2-2001A-40-65-K01","PRO Светильник ДВО 2001A 40Вт 6500К Gr. мпр. БАП 3ч IEK","шт","Заказная","ГОФРОКОРОБ",4,1,1,16255.9,13546.583333332999,10403.776,8669.8133333333335]
[null,"LTP-DVO2-2001A-45-30-K01","PRO Светильник ДВО 2001A 45Вт 3000К Gr. мпр. БАП 3ч IEK","шт","Заказная","ГОФРОКОРОБ",4,1,1,17341.84,14451.533333333,11098.777599999999,9248.9813333333332]
[null,"LTP-DVO2-2001A-45-40-K01","PRO Светильник ДВО 2001A 45Вт 4000К Gr. мпр. БАП 3ч IEK","шт","Заказная","ГОФРОКОРОБ",4,1,1,17341.84,14451.533333333,11098.777599999999,9248.9813333333332]
[null,"LTP-DVO2-2001A-45-50-K01","PRO Светильник ДВО 2001A 45Вт 5000К Gr. мпр. БАП 3ч IEK","шт","Заказная","ГОФРОКОРОБ",4,1,1,17341.84,14451.533333333,11098.777599999999,9248.9813333333332]
[null,"LTP-DVO2-2001A-45-65-K01","PRO Светильник ДВО 2001A 45Вт 6500К Gr. мпр. БАП 3ч IEK","шт","Заказная","ГОФРОКОРОБ",4,1,1,17341.84,14451.533333333,11098.777599999999,9248.9813333333332]
[null,"LTP-DVO1-2001A-30-30-K01","PRO Светильник ДВО 2001A 30Вт 3000К Gr. оп. БАП 3ч IEK","шт","Заказная","ГОФРОКОРОБ",4,1,1,14936.77,12447.308333333,9559.5328000000009,7966.2773333333334]
[null,"LTP-DVO1-2001A-30-40-K01","PRO Светильник ДВО 2001A 30Вт 4000К Gr. оп. БАП 3ч IEK","шт","Заказная","ГОФРОКОРОБ",4,1,1,14936.77,12447.308333333,9559.5328000000009,7966.2773333333334]
[null,"LTP-DVO1-2001A-30-50-K01","PRO Светильник ДВО 2001A 30Вт 5000К Gr. оп. БАП 3ч IEK","шт","Заказная","ГОФРОКОРОБ",4,1,1,14936.77,12447.308333333,9559.5328000000009,7966.2773333333334]
[null,"LTP-DVO1-2001A-30-65-K01","PRO Светильник ДВО 2001A 30Вт 6500К Gr. оп. БАП 3ч IEK","шт","Заказная","ГОФРОКОРОБ",4,1,1,14936.77,12447.308333333,9559.5328000000009,7966.2773333333334]
[null,"LTP-DVO1-2001A-40-30-K01","PRO Светильник ДВО 2001A 40Вт 3000К Gr. оп. БАП 3ч IEK","шт","Заказная","ГОФРОКОРОБ",4,1,1,16255.9,13546.583333332999,10403.776,8669.8133333333335]
[null,"LTP-DVO1-2001A-40-40-K01","PRO Светильник ДВО 2001A 40Вт 4000К Gr. оп. БАП 3ч IEK","шт","Заказная","ГОФРОКОРОБ",4,1,1,16255.9,13546.583333332999,10403.776,8669.8133333333335]
[null,"LTP-DVO1-2001A-40-50-K01","PRO Светильник ДВО 2001A 40Вт 5000К Gr. оп. БАП 3ч IEK","шт","Заказная","ГОФРОКОРОБ",4,1,1,16255.9,13546.583333332999,10403.776,8669.8133333333335]
[null,"LTP-DVO1-2001A-40-65-K01","PRO Светильник ДВО 2001A 40Вт 6500К Gr. оп. БАП 3ч IEK","шт","Заказная","ГОФРОКОРОБ",4,1,1,16255.9,13546.583333332999,10403.776,8669.8133333333335]
[null,"LTP-DVO1-2001A-45-30-K01","PRO Светильник ДВО 2001A 45Вт 3000К Gr. оп. БАП 3ч IEK","шт","Заказная","ГОФРОКОРОБ",4,1,1,17341.84,14451.533333333,11098.777599999999,9248.9813333333332]
[null,"LTP-DVO1-2001A-45-40-K01","PRO Светильник ДВО 2001A 45Вт 4000К Gr. оп. БАП 3ч IEK","шт","Заказная","ГОФРОКОРОБ",4,1,1,17341.84,14451.533333333,11098.777599999999,9248.9813333333332]
[null,"LTP-DVO1-2001A-45-50-K01","PRO Светильник ДВО 2001A 45Вт 5000К Gr. оп. БАП 3ч IEK","шт","Заказная","ГОФРОКОРОБ",4,1,1,17341.84,14451.533333333,11098.777599999999,9248.9813333333332]
[null,"LTP-DVO1-2001A-45-65-K01","PRO Светильник ДВО 2001A 45Вт 6500К Gr. оп. БАП 3ч IEK","шт","Заказная","ГОФРОКОРОБ",4,1,1,17341.84,14451.533333333,11098.777599999999,9248.9813333333332]
[null,"LTP-DVO0-2001A-30-30-K01","PRO Светильник ДВО 2001A 30Вт 3000К Gr. пр. БАП 3ч IEK","шт","Заказная","ГОФРОКОРОБ",4,1,1,14936.77,12447.308333333,9559.5328000000009,7966.2773333333334]
[null,"LTP-DVO0-2001A-30-40-K01","PRO Светильник ДВО 2001A 30Вт 4000К Gr. пр. БАП 3ч IEK","шт","Заказная","ГОФРОКОРОБ",4,1,1,14936.77,12447.308333333,9559.5328000000009,7966.2773333333334]
[null,"LTP-DVO0-2001A-30-50-K01","PRO Светильник ДВО 2001A 30Вт 5000К Gr. пр. БАП 3ч IEK","шт","Заказная","ГОФРОКОРОБ",4,1,1,14936.77,12447.308333333,9559.5328000000009,7966.2773333333334]
[null,"LTP-DVO0-2001A-30-65-K01","PRO Светильник ДВО 2001A 30Вт 6500К Gr. пр. БАП 3ч IEK","шт","Заказная","ГОФРОКОРОБ",4,1,1,14936.77,12447.308333333,9559.5328000000009,7966.2773333333334]
[null,"LTP-DVO0-2001A-40-30-K01","PRO Светильник ДВО 2001A 40Вт 3000К Gr. пр. БАП 3ч IEK","шт","Заказная","ГОФРОКОРОБ",4,1,1,16255.9,13546.583333332999,10403.776,8669.8133333333335]
[null,"LTP-DVO0-2001A-40-40-K01","PRO Светильник ДВО 2001A 40Вт 4000К Gr. пр. БАП 3ч IEK","шт","Заказная","ГОФРОКОРОБ",4,1,1,16255.9,13546.583333332999,10403.776,8669.8133333333335]
[null,"LTP-DVO0-2001A-40-50-K01","PRO Светильник ДВО 2001A 40Вт 5000К Gr. пр. БАП 3ч IEK","шт","Заказная","ГОФРОКОРОБ",4,1,1,16255.9,13546.583333332999,10403.776,8669.8133333333335]
[null,"LTP-DVO0-2001A-40-65-K01","PRO Светильник ДВО 2001A 40Вт 6500К Gr. пр. БАП 3ч IEK","шт","Заказная","ГОФРОКОРОБ",4,1,1,16255.9,13546.583333332999,10403.776,8669.8133333333335]
[null,"LTP-DVO0-2001A-45-30-K01","PRO Светильник ДВО 2001A 45Вт 3000К Gr. пр. БАП 3ч IEK","шт","Заказная","ГОФРОКОРОБ",4,1,1,17341.84,14451.533333333,11098.777599999999,9248.9813333333332]
[null,"LTP-DVO0-2001A-45-40-K01","PRO Светильник ДВО 2001A 45Вт 4000К Gr. пр. БАП 3ч IEK","шт","Заказная","ГОФРОКОРОБ",4,1,1,17341.84,14451.533333333,11098.777599999999,9248.9813333333332]
[null,"LTP-DVO0-2001A-45-50-K01","PRO Светильник ДВО 2001A 45Вт 5000К Gr. пр. БАП 3ч IEK","шт","Заказная","ГОФРОКОРОБ",4,1,1,17341.84,14451.533333333,11098.777599999999,9248.9813333333332]
[null,"LTP-DVO0-2001A-45-65-K01","PRO Светильник ДВО 2001A 45Вт 6500К Gr. пр. БАП 3ч IEK","шт","Заказная","ГОФРОКОРОБ",4,1,1,17341.84,14451.533333333,11098.777599999999,9248.9813333333332]
["10.10.02.06.01.01.01 Панели светодиодные Standart"]
[null,"LTP-DVO0-2001D-30-30-K01","PRO Светильник ДВО 2001D 30Вт 3000К Gr. пр. Dali IEK","шт","Заказная","ГОФРОКОРОБ",4,1,1,11555.71,9629.7583333330003,7395.6544000000004,6163.0453333333335]
[null,"LTP-DVO0-2001D-30-40-K01","PRO Светильник ДВО 2001D 30Вт 4000К Gr. пр. Dali IEK","шт","Заказная","ГОФРОКОРОБ",4,1,1,11555.71,9629.7583333330003,7395.6544000000004,6163.0453333333335]
[null,"LTP-DVO0-2001D-30-50-K01","PRO Светильник ДВО 2001D 30Вт 5000К Gr. пр. Dali IEK","шт","Заказная","ГОФРОКОРОБ",4,1,1,11555.71,9629.7583333330003,7395.6544000000004,6163.0453333333335]
[null,"LTP-DVO0-2001D-30-65-K01","PRO Светильник ДВО 2001D 30Вт 6500К Gr. пр. Dali IEK","шт","Заказная","ГОФРОКОРОБ",4,1,1,11555.71,9629.7583333330003,7395.6544000000004,6163.0453333333335]
[null,"LTP-DVO0-2001D-40-30-K01","PRO Светильник ДВО 2001D 40Вт 3000К Gr. пр. Dali IEK","шт","Заказная","ГОФРОКОРОБ",4,1,1,12576.23,10480.191666666,8048.7871999999998,6707.3226666666669]
[null,"LTP-DVO0-2001D-40-40-K01","PRO Светильник ДВО 2001D 40Вт 4000К Gr. пр. Dali IEK","шт","Заказная","ГОФРОКОРОБ",4,1,1,12576.23,10480.191666666,8048.7871999999998,6707.3226666666669]
[null,"LTP-DVO0-2001D-40-50-K01","PRO Светильник ДВО 2001D 40Вт 5000К Gr. пр. Dali IEK","шт","Заказная","ГОФРОКОРОБ",4,1,1,12576.23,10480.191666666,8048.7871999999998,6707.3226666666669]
[null,"LTP-DVO0-2001D-40-65-K01","PRO Светильник ДВО 2001D 40Вт 6500К Gr. пр. Dali IEK","шт","Заказная","ГОФРОКОРОБ",4,1,1,12576.23,10480.191666666,8048.7871999999998,6707.3226666666669]
[null,"LTP-DVO0-2001D-45-30-K01","PRO Светильник ДВО 2001D 45Вт 3000К Gr. пр. Dali IEK","шт","Заказная","ГОФРОКОРОБ",4,1,1,13416.36,11180.3,8586.4704000000002,7155.3919999999998]
[null,"LTP-DVO0-2001D-45-40-K01","PRO Светильник ДВО 2001D 45Вт 4000К Gr. пр. Dali IEK","шт","Заказная","ГОФРОКОРОБ",4,1,1,13416.36,11180.3,8586.4704000000002,7155.3919999999998]
[null,"LTP-DVO0-2001D-45-50-K01","PRO Светильник ДВО 2001D 45Вт 5000К Gr. пр. Dali IEK","шт","Заказная","ГОФРОКОРОБ",4,1,1,13416.36,11180.3,8586.4704000000002,7155.3919999999998]
[null,"LTP-DVO0-2001D-45-65-K01","PRO Светильник ДВО 2001D 45Вт 6500К Gr. пр. Dali IEK","шт","Заказная","ГОФРОКОРОБ",4,1,1,13416.36,11180.3,8586.4704000000002,7155.3919999999998]
[null,"LTP-DVO1-2001D-30-30-K01","PRO Светильник ДВО 2001D 30Вт 3000К Gr. оп. Dali IEK","шт","Заказная","ГОФРОКОРОБ",4,1,1,11555.71,9629.7583333330003,7395.6544000000004,6163.0453333333335]
[null,"LTP-DVO1-2001D-30-40-K01","PRO Светильник ДВО 2001D 30Вт 4000К Gr. оп. Dali IEK","шт","Заказная","ГОФРОКОРОБ",4,1,1,11555.71,9629.7583333330003,7395.6544000000004,6163.0453333333335]
[null,"LTP-DVO1-2001D-30-50-K01","PRO Светильник ДВО 2001D 30Вт 5000К Gr. оп. Dali IEK","шт","Заказная","ГОФРОКОРОБ",4,1,1,11555.71,9629.7583333330003,7395.6544000000004,6163.0453333333335]
[null,"LTP-DVO1-2001D-30-65-K01","PRO Светильник ДВО 2001D 30Вт 6500К Gr. оп. Dali IEK","шт","Заказная","ГОФРОКОРОБ",4,1,1,11555.71,9629.7583333330003,7395.6544000000004,6163.0453333333335]
[null,"LTP-DVO1-2001D-40-30-K01","PRO Светильник ДВО 2001D 40Вт 3000К Gr. оп. Dali IEK","шт","Заказная","ГОФРОКОРОБ",4,1,1,12576.23,10480.191666666,8048.7871999999998,6707.3226666666669]
[null,"LTP-DVO1-2001D-40-40-K01","PRO Светильник ДВО 2001D 40Вт 4000К Gr. оп. Dali IEK","шт","Заказная","ГОФРОКОРОБ",4,1,1,12576.23,10480.191666666,8048.7871999999998,6707.3226666666669]
[null,"LTP-DVO1-2001D-40-50-K01","PRO Светильник ДВО 2001D 40Вт 5000К Gr. оп. Dali IEK","шт","Заказная","ГОФРОКОРОБ",4,1,1,12576.23,10480.191666666,8048.7871999999998,6707.3226666666669]
[null,"LTP-DVO1-2001D-40-65-K01","PRO Светильник ДВО 2001D 40Вт 6500К Gr. оп. Dali IEK","шт","Заказная","ГОФРОКОРОБ",4,1,1,12576.23,10480.191666666,8048.7871999999998,6707.3226666666669]
[null,"LTP-DVO1-2001D-45-30-K01","PRO Светильник ДВО 2001D 45Вт 3000К Gr. оп. Dali IEK","шт","Заказная","ГОФРОКОРОБ",4,1,1,13416.36,11180.3,8586.4704000000002,7155.3919999999998]
[null,"LTP-DVO1-2001D-45-40-K01","PRO Светильник ДВО 2001D 45Вт 4000К Gr. оп. Dali IEK","шт","Заказная","ГОФРОКОРОБ",4,1,1,13416.36,11180.3,8586.4704000000002,7155.3919999999998]
[null,"LTP-DVO1-2001D-45-50-K01","PRO Светильник ДВО 2001D 45Вт 5000К Gr. оп. Dali IEK","шт","Заказная","ГОФРОКОРОБ",4,1,1,13416.36,11180.3,8586.4704000000002,7155.3919999999998]
[null,"LTP-DVO1-2001D-45-65-K01","PRO Светильник ДВО 2001D 45Вт 6500К Gr. оп. Dali IEK","шт","Заказная","ГОФРОКОРОБ",4,1,1,13416.36,11180.3,8586.4704000000002,7155.3919999999998]
[null,"LTP-DVO2-2001D-30-30-K01","PRO Светильник ДВО 2001D 30Вт 3000К Gr. мпр. Dali IEK","шт","Заказная","ГОФРОКОРОБ",4,1,1,11555.71,9629.7583333330003,7395.6544000000004,6163.0453333333335]
[null,"LTP-DVO2-2001D-30-40-K01","PRO Светильник ДВО 2001D 30Вт 4000К Gr. мпр. Dali IEK","шт","Заказная","ГОФРОКОРОБ",4,1,1,11555.71,9629.7583333330003,7395.6544000000004,6163.0453333333335]
[null,"LTP-DVO2-2001D-30-50-K01","PRO Светильник ДВО 2001D 30Вт 5000К Gr. мпр. Dali IEK","шт","Заказная","ГОФРОКОРОБ",4,1,1,11555.71,9629.7583333330003,7395.6544000000004,6163.0453333333335]
[null,"LTP-DVO2-2001D-30-65-K01","PRO Светильник ДВО 2001D 30Вт 6500К Gr. мпр. Dali IEK","шт","Заказная","ГОФРОКОРОБ",4,1,1,11555.71,9629.7583333330003,7395.6544000000004,6163.0453333333335]
[null,"LTP-DVO2-2001D-40-30-K01","PRO Светильник ДВО 2001D 40Вт 3000К Gr. мпр. Dali IEK","шт","Заказная","ГОФРОКОРОБ",4,1,1,12576.23,10480.191666666,8048.7871999999998,6707.3226666666669]
[null,"LTP-DVO2-2001D-40-40-K01","PRO Светильник ДВО 2001D 40Вт 4000К Gr. мпр. Dali IEK","шт","Заказная","ГОФРОКОРОБ",4,1,1,12576.23,10480.191666666,8048.7871999999998,6707.3226666666669]
[null,"LTP-DVO2-2001D-40-50-K01","PRO Светильник ДВО 2001D 40Вт 5000К Gr. мпр. Dali IEK","шт","Заказная","ГОФРОКОРОБ",4,1,1,12576.23,10480.191666666,8048.7871999999998,6707.3226666666669]
[null,"LTP-DVO2-2001D-40-65-K01","PRO Светильник ДВО 2001D 40Вт 6500К Gr. мпр. Dali IEK","шт","Заказная","ГОФРОКОРОБ",4,1,1,12576.23,10480.191666666,8048.7871999999998,6707.3226666666669]
[null,"LTP-DVO2-2001D-45-30-K01","PRO Светильник ДВО 2001D 45Вт 3000К Gr. мпр. Dali IEK","шт","Заказная","ГОФРОКОРОБ",4,1,1,13416.36,11180.3,8586.4704000000002,7155.3919999999998]
[null,"LTP-DVO2-2001D-45-40-K01","PRO Светильник ДВО 2001D 45Вт 4000К Gr. мпр. Dali IEK","шт","Заказная","ГОФРОКОРОБ",4,1,1,13416.36,11180.3,8586.4704000000002,7155.3919999999998]
[null,"LTP-DVO2-2001D-45-50-K01","PRO Светильник ДВО 2001D 45Вт 5000К Gr. мпр. Dali IEK","шт","Заказная","ГОФРОКОРОБ",4,1,1,13416.36,11180.3,8586.4704000000002,7155.3919999999998]
[null,"LTP-DVO2-2001D-45-65-K01","PRO Светильник ДВО 2001D 45Вт 6500К Gr. мпр. Dali IEK","шт","Заказная","ГОФРОКОРОБ",4,1,1,13416.36,11180.3,8586.4704000000002,7155.3919999999998]
["10.10.02.07 Аксессуары к панелям светодиодным"]
[null,"LT-DVO0D-R-0660-K01","Решетка защитная для LED ДВО 660х660х95мм белая IEK","шт","Заказная","ГОФРОКОРОБ",5,1,1,2100,1750,1344,1120]
[null,"LT-DVO0D-R-0690-K01","Решетка защитная для LED ДВО 690х370х95мм белая IEK","шт","Заказная","ГОФРОКОРОБ",5,1,1,1750,1458.3333333329999,1120,933.33333333333337]
[null,"LT-DVO0D-R-1260-K01","Решетка защитная для LED ДВО 1260х270х95мм белая IEK","шт","Заказная","ГОФРОКОРОБ",5,1,1,2400,2000,1536,1280]
[null,"LT-DVO0D-R-1280-K01","Решетка защитная для LED ДВО 1280х370х95мм белая IEK","шт","Заказная","ГОФРОКОРОБ",5,1,1,2400,2000,1536,1280]
["10.10.02.08.01.02.01 Панели светодиодные Standart"]
[null,"LTP-DVO1-3201-30-30-K01","PRO Светильник ДВО 3201 30Вт 3000К Clip-In IP54 оп. IEK","шт","Заказная","ГОФРОКОРОБ",4,1,1,14450,12041.666666666,9248,7706.666666666667]
[null,"LTP-DVO1-3201-30-40-K01","PRO Светильник ДВО 3201 30Вт 4000К Clip-In IP54 оп. IEK","шт","Заказная","ГОФРОКОРОБ",4,1,1,14450,12041.666666666,9248,7706.666666666667]
[null,"LTP-DVO1-3201-30-50-K01","PRO Светильник ДВО 3201 30Вт 5000К Clip-In IP54 оп. IEK","шт","Заказная","ГОФРОКОРОБ",4,1,1,14450,12041.666666666,9248,7706.666666666667]
[null,"LTP-DVO1-3201-30-65-K01","PRO Светильник ДВО 3201 30Вт 6500К Clip-In IP54 оп. IEK","шт","Заказная","ГОФРОКОРОБ",4,1,1,14450,12041.666666666,9248,7706.666666666667]
[null,"LTP-DVO1-3201-40-30-K01","PRO Светильник ДВО 3201 40Вт 3000К Clip-In IP54 оп. IEK","шт","Заказная","ГОФРОКОРОБ",4,1,1,15020,12516.666666666,9612.7999999999993,8010.666666666667]
[null,"LTP-DVO1-3201-40-40-K01","PRO Светильник ДВО 3201 40Вт 4000К Clip-In IP54 оп. IEK","шт","Заказная","ГОФРОКОРОБ",4,1,1,15020,12516.666666666,9612.7999999999993,8010.666666666667]
[null,"LTP-DVO1-3201-40-50-K01","PRO Светильник ДВО 3201 40Вт 5000К Clip-In IP54 оп. IEK","шт","Заказная","ГОФРОКОРОБ",4,1,1,15020,12516.666666666,9612.7999999999993,8010.666666666667]
[null,"LTP-DVO1-3201-40-65-K01","PRO Светильник ДВО 3201 40Вт 6500К Clip-In IP54 оп. IEK","шт","Заказная","ГОФРОКОРОБ",4,1,1,15020,12516.666666666,9612.7999999999993,8010.666666666667]
[null,"LTP-DVO1-3201-45-30-K01","PRO Светильник ДВО 3201 45Вт 3000К Clip-In IP54 оп. IEK","шт","Заказная","ГОФРОКОРОБ",4,1,1,15450,12875,9888,8240]
[null,"LTP-DVO1-3201-45-40-K01","PRO Светильник ДВО 3201 45Вт 4000К Clip-In IP54 оп. IEK","шт","Заказная","ГОФРОКОРОБ",4,1,1,15450,12875,9888,8240]
[null,"LTP-DVO1-3201-45-50-K01","PRO Светильник ДВО 3201 45Вт 5000К Clip-In IP54 оп. IEK","шт","Заказная","ГОФРОКОРОБ",4,1,1,15450,12875,9888,8240]
[null,"LTP-DVO1-3201-45-65-K01","PRO Светильник ДВО 3201 45Вт 6500К Clip-In IP54 оп. IEK","шт","Заказная","ГОФРОКОРОБ",4,1,1,15450,12875,9888,8240]
["10.10.03 Торговое освещение PRO"]
["10.10.03.01 Даунлайты"]
[null,"LTP-DSO0-1812-07-40-K01","PRO Светильник LED ДВО 1812 7Вт 4000К IP20 круг белый IEK","шт",null,"ГОФРОКОРОБ",100,1,1,1670,1391.6666666660001]
[null,"LTP-DSO0-1813-09-40-K01","PRO Светильник LED ДВО 1813 9Вт 4000К IP20 круг белый IEK","шт",null,"ГОФРОКОРОБ",50,1,1,2100,1750]
[null,"LTP-DSO0-1822-35-40-K01","PRO Светильник LED ДВО 1822 35Вт 4000К IP20 круг белый IEK","шт",null,"ГОФРОКОРОБ",18,1,1,5360,4466.6666666660003]
[null,"LDVO0-1801-10-4000-K01","Светильник LED ДВО 1801 PRO белый круг 10Вт 4000K IP40 IEK","шт",null,"ГОФРОКОРОБ",30,1,1,2797.92,2331.6,1790.6687999999999,1492.2239999999999]
[null,"LDVO0-1820-15-4000-K01","Светильник LED ДВО 1820 PRO белый круг 15Вт 4000K IP54 IEK","шт",null,"ГОФРОКОРОБ",30,1,1,4317,3597.5,2762.88,2302.4]
[null,"LDVO0-1802-20-4000-K01","Светильник LED ДВО 1802 PRO белый круг 20Вт 4000K IP40 IEK","шт",null,"ГОФРОКОРОБ",20,1,1,3620.84,3017.3666666660001,2317.3375999999998,1931.1146666666666]
[null,"LDVO0-1803-30-4000-K01","Светильник LED ДВО 1803 PRO белый круг 30Вт 4000K IP40 IEK","шт",null,"ГОФРОКОРОБ",20,1,1,4329.9399999999996,3608.283333333,2771.1615999999999,2309.3013333333333]
[null,"LDVO0-1821-24-4000-K01","Светильник LED ДВО 1821 PRO белый круг 24Вт 4000K IP54 IEK","шт",null,"ГОФРОКОРОБ",20,1,1,6728.3,5606.9166666660003,4306.1120000000001,3588.4266666666667]
[null,"LDVO0-1804-40-4000-K01","Светильник LED ДВО 1804 PRO белый круг 40Вт 4000K IP40 IEK","шт",null,"ГОФРОКОРОБ",20,1,1,4772.92,3977.4333333330001,3054.6687999999999,2545.5573333333332]
["10.10.03.02 Трековые светильники"]
[null,"LDSK-0-101-12-4000-K01","Светильник LED трековый 101 PRO 12Вт 4000K 24град белый IEK","шт",null,"ГОФРОКОРОБ",30,1,1,2193,1827.5]
[null,"LDSK-0-302-30-4000-K01","Светильник LED трековый 302 PRO 30Вт 4000K 36град белый IEK","шт",null,"ГОФРОКОРОБ",20,1,1,3916.06,3263.3833333329999]
[null,"LDSK-0-302-30-4000-K01-3","Светильник LED трек. 302 PRO 30Вт 4000К 36град бел. 3шт IEK","упак","Заказная","КОРОБКА/БОКС",4,1,1,1200,1000,768,640]
[null,"LDSK-0-303-40-4000-K01","Светильник LED трековый 303 PRO 40Вт 4000K 36град белый IEK","шт",null,"ГОФРОКОРОБ",10,1,1,4768.8599999999997,3974.05]
[null,"LDSK-0-304-50-4000-K01-3","Светильник LED трек. 304 PRO 50Вт 4000К 36град бел. 3шт IEK","упак","Заказная","КОРОБКА/БОКС",3,1,1,1200,1000,768,640]
["10.10.03.03 Линейные светильники"]
[null,"LDCK-0-1501-55-4000-K01","PRO Светильник LED линейн. 1501 55Вт 4000К 1500х76х63мм IEK","шт",null,"ГОФРОКОРОБ",9,1,1,10530.28,8775.2333333330007,6739.3792000000003,5616.1493333333337]
[null,"LDCK-0-1501-55-5000-K01","PRO Светильник LED линейн. 1501 55Вт 5000К 1500х76х63мм IEK","шт",null,"ГОФРОКОРОБ",9,1,1,10530.28,8775.2333333330007,6739.3792000000003,5616.1493333333337]
[null,"LDCK-0-1201-36-3000-K01","PRO Светильник LED линейн. 1201 36Вт 3000К 1200х107х52мм IEK","шт",null,"ГОФРОКОРОБ",10,1,1,3429.41,2857.841666666,2194.8224,1829.0186666666666]
[null,"LDCK-0-1201-36-4000-K01","PRO Светильник LED линейн. 1201 36Вт 4000К 1200х107х52мм IEK","шт",null,"ГОФРОКОРОБ",10,1,1,4572.54,3810.45]
[null,"LDCK-0-1201-36-5000-K01","PRO Светильник LED линейн. 1201 36Вт 5000К 1200х107х52мм IEK","шт",null,"ГОФРОКОРОБ",10,1,1,4572.54,3810.45,2926.4256,2438.6880000000001]
["10.10.04 Светильники линейные ДСП PRO"]
["10.10.04.01 Светильники ДСП 1321-1336 PRO"]
[null,"LDSP0-1331-18-5000-K01","PRO Светильник LED ДСП 1331 18Вт 5000К IP65 600мм IEK","шт",null,"ГОФРОКОРОБ",25,1,1,3701.4,3084.5,2368.8960000000002,1974.08]
[null,"LDSP0-1332-36-5000-K01","PRO Светильник LED ДСП 1332 36Вт 5000К IP65 1200мм IEK","шт",null,"ГОФРОКОРОБ",12,1,1,5561.4,4634.5,3559.2959999999998,2966.08]
[null,"LDSP6-1336A-3-36-5000-K01","PRO Светильник авар. ДСП 1336А 36Вт 3ч 5000К IP65 1200мм IEK","шт",null,"ГОФРОКОРОБ",12,1,1,13449.16,11207.633333333,8607.4624000000003,7172.8853333333336]
[null,"LDSP6-1336A-3-36-6500-K01","PRO Светильник авар. ДСП 1336А 36Вт 3ч 6500К IP65 1200мм IEK","шт",null,"ГОФРОКОРОБ",12,1,1,13449.16,11207.633333333,8607.4624000000003,7172.8853333333336]
["10.10.04.02 Светильники ДСП 1421-1426 PRO"]
[null,"LDSP0-1421-20-6500-K01","PRO Светильник ДСП 1421 20Вт 6500К IP65 600мм IEK","шт",null,"ГОФРОКОРОБ",9,1,1,4169.1499999999996,3474.2916666659999,2668.2559999999999,2223.5466666666666]
[null,"LDSP0-1424-20-4000-K01","PRO Светильник ДСП 1424 20Вт 4000К IP65 600мм IEK","шт",null,"ГОФРОКОРОБ",9,1,1,4169.1499999999996,3474.2916666659999,2668.2559999999999,2223.5466666666666]
[null,"LDSP0-1422-40-6500-K01","PRO Светильник ДСП 1422 40Вт 6500К IP65 1200мм IEK","шт",null,"ГОФРОКОРОБ",9,1,1,5732.59,4777.158333333,3668.8575999999998,3057.3813333333333]
[null,"LDSP0-1425-40-4000-K01","PRO Светильник ДСП 1425 40Вт 4000К IP65 1200мм IEK","шт",null,"ГОФРОКОРОБ",9,1,1,5732.59,4777.158333333,3668.8575999999998,3057.3813333333333]
[null,"LDSP0-1423-50-6500-K01","PRO Светильник ДСП 1423 50Вт 6500К IP65 1500мм IEK","шт",null,"ГОФРОКОРОБ",6,1,1,7065.22,5887.6833333329996,4521.7407999999996,3768.1173333333331]
[null,"LDSP0-1426-50-4000-K01","PRO Светильник ДСП 1426 50Вт 4000К IP65 1500мм IEK","шт",null,"ГОФРОКОРОБ",6,1,1,7065.22,5887.6833333329996,4521.7407999999996,3768.1173333333331]
[null,"LDSP6-1422A-1-40-6500-K01","PRO Светильник ДСП 1422А 40Вт 1ч 6500К IP65 1200мм с БАП IEK","шт",null,"ГОФРОКОРОБ",9,1,1,12298.02,10248.35,7870.7327999999998,6558.9440000000004]
[null,"LDSP6-1425A-1-40-4000-K01","PRO Светильник ДСП 1425А 40Вт 1ч 4000К IP65 1200мм с БАП IEK","шт",null,"ГОФРОКОРОБ",9,1,1,12298.02,10248.35,7870.7327999999998,6558.9440000000004]
["10.10.04.03 Светильники ДСП 1471-1472 PRO"]
[null,"LDSP0-1471-18-5000-K01","PRO Светильник ДСП 1471 18Вт 5000К IP69 PMMA IEK","шт","Заказная","ГОФРОКОРОБ",12,1,1,10144.18,8453.4833333330007,6492.2752,5410.2293333333337]
[null,"LDSP0-1472-36-5000-K01","PRO Светильник ДСП 1472 36Вт 5000К IP69 PMMA IEK","шт","Заказная","ГОФРОКОРОБ",9,1,1,12135.68,10113.066666666,7766.8352000000004,6472.3626666666669]
["10.10.05 Светильники для высоких пролетов PRO"]
["10.10.05.01 Светильники ДСП 3004-3020 PRO"]
[null,"LDSP0-3006-100-120-K23","Светильник ДСП 3006 PRO 100Вт 120гр 6500К IP65 алюминий IEK","шт",null,"ГОФРОКОРОБ",1,1,1,16639.78,13866.483333333001,10649.459199999999,8874.5493333333325]
[null,"LDSP0-3016-100-120-K23","Светильник ДСП 3016 PRO 100Вт 120град 4000К IP65 IEK","шт",null,"ГОФРОКОРОБ",1,1,1,16639.78,13866.483333333001,10649.459199999999,8874.5493333333325]
[null,"LDSP0-3009-150-120-K23","Светильник ДСП 3009 PRO 150Вт 120гр 6500К IP65 алюминий IEK","шт",null,"ГОФРОКОРОБ",1,1,1,24243.07,20202.558333333,15515.5648,12929.637333333334]
[null,"LDSP0-3012-200-120-K23","Светильник ДСП 3012 PRO 200Вт 120гр 6500К IP65 алюминий IEK","шт",null,"ГОФРОКОРОБ",1,1,1,32186.44,26822.033333333002,20599.321599999999,17166.101333333332]
[null,"LDSP0-3015-250-120-K23","Светильник ДСП 3015 PRO 250Вт 120гр 6500К IP65 алюминий IEK","шт",null,"ГОФРОКОРОБ",1,1,1,36583.21,30486.008333333,23413.254400000002,19511.045333333332]
[null,"LDSP0-3004-100-60-K23","Светильник ДСП 3004 PRO 100Вт 60гр 6500К IP65 алюминий IEK","шт",null,"ГОФРОКОРОБ",1,1,1,16639.78,13866.483333333001,10649.459199999999,8874.5493333333325]
[null,"LDSP0-3005-100-90-K23","Светильник ДСП 3005 PRO 100Вт 90гр 6500К IP65 алюминий IEK","шт",null,"ГОФРОКОРОБ",1,1,1,16639.78,13866.483333333001,10649.459199999999,8874.5493333333325]
[null,"LDSP0-3017-100-090-K23","Светильник ДСП 3017 PRO 100Вт 90град 4000К IP65 IEK","шт",null,"ГОФРОКОРОБ",1,1,1,16639.78,13866.483333333001,10649.459199999999,8874.5493333333325]
[null,"LDSP0-3007-150-60-K23","Светильник ДСП 3007 PRO 150Вт 60гр 6500К IP65 алюминий IEK","шт",null,"ГОФРОКОРОБ",1,1,1,24243.07,20202.558333333,15515.5648,12929.637333333334]
[null,"LDSP0-3008-150-90-K23","Светильник ДСП 3008 PRO 150Вт 90гр 6500К IP65 алюминий IEK","шт",null,"ГОФРОКОРОБ",1,1,1,24243.07,20202.558333333,15515.5648,12929.637333333334]
[null,"LDSP0-3018-150-090-K23","Светильник ДСП 3018 PRO 150Вт 90град 4000К IP65 IEK","шт",null,"ГОФРОКОРОБ",1,1,1,24243.07,20202.558333333,15515.5648,12929.637333333334]
[null,"LDSP0-3010-200-60-K23","Светильник ДСП 3010 PRO 200Вт 60гр 6500К IP65 алюминий IEK","шт",null,"ГОФРОКОРОБ",1,1,1,32186.44,26822.033333333002,20599.321599999999,17166.101333333332]
[null,"LDSP0-3011-200-90-K23","Светильник ДСП 3011 PRO 200Вт 90гр 6500К IP65 алюминий IEK","шт",null,"ГОФРОКОРОБ",1,1,1,32186.44,26822.033333333002,20599.321599999999,17166.101333333332]
[null,"LDSP0-3019-200-090-K23","Светильник ДСП 3019 PRO 200Вт 90град 4000К IP65 IEK","шт",null,"ГОФРОКОРОБ",1,1,1,32186.44,26822.033333333002,20599.321599999999,17166.101333333332]
[null,"LDSP0-3013-250-60-K23","Светильник ДСП 3013 PRO 250Вт 60гр 6500К IP65 алюминий IEK","шт",null,"ГОФРОКОРОБ",1,1,1,36583.21,30486.008333333,23413.254400000002,19511.045333333332]
[null,"LDSP0-3014-250-90-K23","Светильник ДСП 3014 PRO 250Вт 90гр 6500К IP65 алюминий IEK","шт",null,"ГОФРОКОРОБ",1,1,1,36583.21,30486.008333333,23413.254400000002,19511.045333333332]
[null,"PR-DSP0-3020-100-090-K23","PRO Светильник ДСП 3020 100Вт 90гр 5000К IP65 IEK","шт",null,"ГОФРОКОРОБ",2,1,1,12955.55,10796.291666666,8291.5519999999997,6909.626666666667]
[null,"PR-DSP0-3020-100-120-K23","PRO Светильник ДСП 3020 100Вт 120гр 5000К IP65 IEK","шт",null,"ГОФРОКОРОБ",2,1,1,12955.55,10796.291666666,8291.5519999999997,6909.626666666667]
[null,"PR-DSP0-3020-150-090-K23","PRO Светильник ДСП 3020 150Вт 90гр 5000К IP65 IEK","шт",null,"ГОФРОКОРОБ",2,1,1,20243.04,16869.2,12955.545599999999,10796.288]
[null,"PR-DSP0-3020-200-090-K23","PRO Светильник ДСП 3020 200Вт 90гр 5000К IP65 IEK","шт",null,"КОРОБКА/БОКС",1,1,1,26990.7,22492.25,17274.047999999999,14395.04]
[null,"PR-DSP0-3020-150-120-K23","PRO Светильник ДСП 3020 150Вт 120гр 5000К IP65 IEK","шт",null,"ГОФРОКОРОБ",2,1,1,20243.04,16869.2,12955.545599999999,10796.288]
[null,"PR-DSP0-3020-200-120-K23","PRO Светильник ДСП 3020 200Вт 120гр 5000К IP65 IEK","шт",null,"КОРОБКА/БОКС",1,1,1,26990.7,22492.25,17274.047999999999,14395.04]
["10.10.05.02 Светильники ДСП 8002-8003 PRO"]
[null,"LDSP0-8002-100-50-K01","Светильник ДСП 8002 PRO 100Вт 5000К IP69 алюминий IEK","шт","Заказная","КОРОБКА/БОКС",2,1,1,28056.13,23380.108333332999,17955.923200000001,14963.269333333334]
["10.10.05.03 Светильники ДСП 7030-7047 PRO"]
[null,"LT-DSP0-7030-020-40-K02","PRO Светильник LED ДСП 7030 20Вт Г30 4000К IP66 IEK","шт","Заказная","КОРОБКА/БОКС",1,1,1,13063.58,10886.316666666,8360.6911999999993,6967.242666666667]
[null,"LT-DSP0-7030-020-50-K02","PRO Светильник LED ДСП 7030 20Вт Г30 5000К IP66 IEK","шт","Заказная","КОРОБКА/БОКС",1,1,1,13063.58,10886.316666666,8360.6911999999993,6967.242666666667]
[null,"LT-DSP0-7031-020-40-K02","PRO Светильник LED ДСП 7031 20Вт Г30 4000К IP66 IEK","шт","Заказная","КОРОБКА/БОКС",1,1,1,13063.58,10886.316666666,8360.6911999999993,6967.242666666667]
[null,"LT-DSP0-7031-020-50-K02","PRO Светильник LED ДСП 7031 20Вт Г30 5000К IP66 IEK","шт","Заказная","КОРОБКА/БОКС",1,1,1,13063.58,10886.316666666,8360.6911999999993,6967.242666666667]
[null,"LT-DSP0-7032-020-40-K02","PRO Светильник LED ДСП 7032 20Вт Г30 4000К IP66 IEK","шт","Заказная","КОРОБКА/БОКС",1,1,1,13063.58,10886.316666666,8360.6911999999993,6967.242666666667]
[null,"LT-DSP0-7032-020-50-K02","PRO Светильник LED ДСП 7032 20Вт Г30 5000К IP66 IEK","шт","Заказная","КОРОБКА/БОКС",1,1,1,13063.58,10886.316666666,8360.6911999999993,6967.242666666667]
[null,"LT-DSP0-7033-020-40-K02","PRO Светильник LED ДСП 7033 20Вт ГСП105 4000К IP66 IEK","шт","Заказная","КОРОБКА/БОКС",1,1,1,10026.56,8355.4666666659996,6416.9984000000004,5347.4986666666664]
[null,"LT-DSP0-7033-020-50-K02","PRO Светильник LED ДСП 7033 20Вт ГСП105 5000К IP66 IEK","шт","Заказная","КОРОБКА/БОКС",1,1,1,10026.56,8355.4666666659996,6416.9984000000004,5347.4986666666664]
[null,"LT-DSP0-7034-020-40-K02","PRO Светильник LED ДСП 7034 20Вт ГСП105 4000К IP66 IEK","шт","Заказная","КОРОБКА/БОКС",1,1,1,10026.56,8355.4666666659996,6416.9984000000004,5347.4986666666664]
[null,"LT-DSP0-7034-020-50-K02","PRO Светильник LED ДСП 7034 20Вт ГСП105 5000К IP66 IEK","шт","Заказная","КОРОБКА/БОКС",1,1,1,10026.56,8355.4666666659996,6416.9984000000004,5347.4986666666664]
[null,"LT-DSP0-7035-020-40-K02","PRO Светильник LED ДСП 7035 20Вт ГСП105 4000К IP66 IEK","шт","Заказная","КОРОБКА/БОКС",1,1,1,10026.56,8355.4666666659996,6416.9984000000004,5347.4986666666664]
[null,"LT-DSP0-7035-020-50-K02","PRO Светильник LED ДСП 7035 20Вт ГСП105 5000К IP66 IEK","шт","Заказная","КОРОБКА/БОКС",1,1,1,10026.56,8355.4666666659996,6416.9984000000004,5347.4986666666664]
[null,"LT-DSP0-7036-020-40-K02","PRO Светильник LED ДСП 7036 20Вт ГСП-II 4000К IP66 IEK","шт","Заказная","КОРОБКА/БОКС",1,1,1,10026.56,8355.4666666659996,6416.9984000000004,5347.4986666666664]
[null,"LT-DSP0-7036-020-50-K02","PRO Светильник LED ДСП 7036 20Вт ГСП-II 5000К IP66 IEK","шт","Заказная","КОРОБКА/БОКС",1,1,1,10026.56,8355.4666666659996,6416.9984000000004,5347.4986666666664]
[null,"LT-DSP0-7037-020-40-K02","PRO Светильник LED ДСП 7037 20Вт ГСП-II 4000К IP66 IEK","шт","Заказная","КОРОБКА/БОКС",1,1,1,10026.56,8355.4666666659996,6416.9984000000004,5347.4986666666664]
[null,"LT-DSP0-7037-020-50-K02","PRO Светильник LED ДСП 7037 20Вт ГСП-II 5000К IP66 IEK","шт","Заказная","КОРОБКА/БОКС",1,1,1,10026.56,8355.4666666659996,6416.9984000000004,5347.4986666666664]
[null,"LT-DSP0-7038-020-40-K02","PRO Светильник LED ДСП 7038 20Вт ГСП-II 4000К IP66 IEK","шт","Заказная","КОРОБКА/БОКС",1,1,1,10026.56,8355.4666666659996,6416.9984000000004,5347.4986666666664]
[null,"LT-DSP0-7038-020-50-K02","PRO Светильник LED ДСП 7038 20Вт ГСП-II 5000К IP66 IEK","шт","Заказная","КОРОБКА/БОКС",1,1,1,10026.56,8355.4666666659996,6416.9984000000004,5347.4986666666664]
[null,"LT-DSP0-7039-020-40-K02","PRO Светильник LED ДСП 7039 20Вт Д 4000К IP66 IEK","шт","Заказная","КОРОБКА/БОКС",1,1,1,9801.59,8167.9916666660001,6273.0176000000001,5227.5146666666669]
[null,"LT-DSP0-7039-020-50-K02","PRO Светильник LED ДСП 7039 20Вт Д 5000К IP66 IEK","шт","Заказная","КОРОБКА/БОКС",1,1,1,9801.59,8167.9916666660001,6273.0176000000001,5227.5146666666669]
[null,"LT-DSP0-7040-020-40-K02","PRO Светильник LED ДСП 7040 20Вт Д 4000К IP66 IEK","шт","Заказная","КОРОБКА/БОКС",1,1,1,9801.59,8167.9916666660001,6273.0176000000001,5227.5146666666669]
[null,"LT-DSP0-7040-020-50-K02","PRO Светильник LED ДСП 7040 20Вт Д 5000К IP66 IEK","шт","Заказная","КОРОБКА/БОКС",1,1,1,9801.59,8167.9916666660001,6273.0176000000001,5227.5146666666669]
[null,"LT-DSP0-7041-020-40-K02","PRO Светильник LED ДСП 7041 20Вт Д 4000К IP66 IEK","шт","Заказная","КОРОБКА/БОКС",1,1,1,9801.59,8167.9916666660001,6273.0176000000001,5227.5146666666669]
[null,"LT-DSP0-7041-020-50-K02","PRO Светильник LED ДСП 7041 20Вт Д 5000К IP66 IEK","шт","Заказная","КОРОБКА/БОКС",1,1,1,9801.59,8167.9916666660001,6273.0176000000001,5227.5146666666669]
[null,"LT-DSP0-7042-020-40-K02","PRO Светильник LED ДСП 7042 20Вт Д 4000К IP66 IEK","шт","Заказная","КОРОБКА/БОКС",1,1,1,9407.92,7839.9333333329996,6021.0688,5017.5573333333332]
[null,"LT-DSP0-7042-020-50-K02","PRO Светильник LED ДСП 7042 20Вт Д 5000К IP66 IEK","шт","Заказная","КОРОБКА/БОКС",1,1,1,9407.92,7839.9333333329996,6021.0688,5017.5573333333332]
[null,"LT-DSP0-7043-020-40-K02","PRO Светильник LED ДСП 7043 20Вт Д 4000К IP66 IEK","шт","Заказная","КОРОБКА/БОКС",1,1,1,9407.92,7839.9333333329996,6021.0688,5017.5573333333332]
[null,"LT-DSP0-7043-020-50-K02","PRO Светильник LED ДСП 7043 20Вт Д 5000К IP66 IEK","шт","Заказная","КОРОБКА/БОКС",1,1,1,9407.92,7839.9333333329996,6021.0688,5017.5573333333332]
[null,"LT-DSP0-7044-020-40-K02","PRO Светильник LED ДСП 7044 20Вт Д 4000К IP66 IEK","шт","Заказная","КОРОБКА/БОКС",1,1,1,9407.92,7839.9333333329996,6021.0688,5017.5573333333332]
[null,"LT-DSP0-7044-020-50-K02","PRO Светильник LED ДСП 7044 20Вт Д 5000К IP66 IEK","шт","Заказная","КОРОБКА/БОКС",1,1,1,9407.92,7839.9333333329996,6021.0688,5017.5573333333332]
[null,"LT-DSP0-7045-020-40-K02","PRO Светильник LED ДСП 7045 20Вт К15 4000К IP66 IEK","шт","Заказная","КОРОБКА/БОКС",1,1,1,13063.58,10886.316666666,8360.6911999999993,6967.242666666667]
[null,"LT-DSP0-7045-020-50-K02","PRO Светильник LED ДСП 7045 20Вт К15 5000К IP66 IEK","шт","Заказная","КОРОБКА/БОКС",1,1,1,13063.58,10886.316666666,8360.6911999999993,6967.242666666667]
[null,"LT-DSP0-7046-020-40-K02","PRO Светильник LED ДСП 7046 20Вт К15 4000К IP66 IEK","шт","Заказная","КОРОБКА/БОКС",1,1,1,13063.58,10886.316666666,8360.6911999999993,6967.242666666667]
[null,"LT-DSP0-7046-020-50-K02","PRO Светильник LED ДСП 7046 20Вт К15 5000К IP66 IEK","шт","Заказная","КОРОБКА/БОКС",1,1,1,13063.58,10886.316666666,8360.6911999999993,6967.242666666667]
[null,"LT-DSP0-7047-020-40-K02","PRO Светильник LED ДСП 7047 20Вт К15 4000К IP66 IEK","шт","Заказная","КОРОБКА/БОКС",1,1,1,13063.58,10886.316666666,8360.6911999999993,6967.242666666667]
[null,"LT-DSP0-7047-020-50-K02","PRO Светильник LED ДСП 7047 20Вт К15 5000К IP66 IEK","шт","Заказная","КОРОБКА/БОКС",1,1,1,13063.58,10886.316666666,8360.6911999999993,6967.242666666667]
[null,"LT-DSP0-7030-035-40-K02","PRO Светильник LED ДСП 7030 35Вт Г30 4000К IP66 IEK","шт","Заказная","КОРОБКА/БОКС",1,1,1,16494.3,13745.25,10556.352000000001,8796.9599999999991]
[null,"LT-DSP0-7030-035-50-K02","PRO Светильник LED ДСП 7030 35Вт Г30 5000К IP66 IEK","шт","Заказная","КОРОБКА/БОКС",1,1,1,16494.3,13745.25,10556.352000000001,8796.9599999999991]
[null,"LT-DSP0-7031-035-40-K02","PRO Светильник LED ДСП 7031 35Вт Г30 4000К IP66 IEK","шт","Заказная","КОРОБКА/БОКС",1,1,1,16494.3,13745.25,10556.352000000001,8796.9599999999991]
[null,"LT-DSP0-7031-035-50-K02","PRO Светильник LED ДСП 7031 35Вт Г30 5000К IP66 IEK","шт","Заказная","КОРОБКА/БОКС",1,1,1,16494.3,13745.25,10556.352000000001,8796.9599999999991]
[null,"LT-DSP0-7032-035-40-K02","PRO Светильник LED ДСП 7032 35Вт Г30 4000К IP66 IEK","шт","Заказная","КОРОБКА/БОКС",1,1,1,16494.3,13745.25,10556.352000000001,8796.9599999999991]
[null,"LT-DSP0-7032-035-50-K02","PRO Светильник LED ДСП 7032 35Вт Г30 5000К IP66 IEK","шт","Заказная","КОРОБКА/БОКС",1,1,1,16494.3,13745.25,10556.352000000001,8796.9599999999991]
[null,"LT-DSP0-7033-035-40-K02","PRO Светильник LED ДСП 7033 35Вт ГСП105 4000К IP66 IEK","шт","Заказная","КОРОБКА/БОКС",1,1,1,12951.1,10792.583333332999,8288.7039999999997,6907.2533333333331]
[null,"LT-DSP0-7033-035-50-K02","PRO Светильник LED ДСП 7033 35Вт ГСП105 5000К IP66 IEK","шт","Заказная","КОРОБКА/БОКС",1,1,1,12951.1,10792.583333332999,8288.7039999999997,6907.2533333333331]
[null,"LT-DSP0-7034-035-40-K02","PRO Светильник LED ДСП 7034 35Вт ГСП105 4000К IP66 IEK","шт","Заказная","КОРОБКА/БОКС",1,1,1,12951.1,10792.583333332999,8288.7039999999997,6907.2533333333331]
[null,"LT-DSP0-7034-035-50-K02","PRO Светильник LED ДСП 7034 35Вт ГСП105 5000К IP66 IEK","шт","Заказная","КОРОБКА/БОКС",1,1,1,12951.1,10792.583333332999,8288.7039999999997,6907.2533333333331]
[null,"LT-DSP0-7035-035-40-K02","PRO Светильник LED ДСП 7035 35Вт ГСП105 4000К IP66 IEK","шт","Заказная","КОРОБКА/БОКС",1,1,1,12951.1,10792.583333332999,8288.7039999999997,6907.2533333333331]
[null,"LT-DSP0-7035-035-50-K02","PRO Светильник LED ДСП 7035 35Вт ГСП105 5000К IP66 IEK","шт","Заказная","КОРОБКА/БОКС",1,1,1,12951.1,10792.583333332999,8288.7039999999997,6907.2533333333331]
[null,"LT-DSP0-7036-035-40-K02","PRO Светильник LED ДСП 7036 35Вт ГСП-II 4000К IP66 IEK","шт","Заказная","КОРОБКА/БОКС",1,1,1,12951.1,10792.583333332999,8288.7039999999997,6907.2533333333331]
[null,"LT-DSP0-7036-035-50-K02","PRO Светильник LED ДСП 7036 35Вт ГСП-II 5000К IP66 IEK","шт","Заказная","КОРОБКА/БОКС",1,1,1,12951.1,10792.583333332999,8288.7039999999997,6907.2533333333331]
[null,"LT-DSP0-7037-035-40-K02","PRO Светильник LED ДСП 7037 35Вт ГСП-II 4000К IP66 IEK","шт","Заказная","КОРОБКА/БОКС",1,1,1,12951.1,10792.583333332999,8288.7039999999997,6907.2533333333331]
[null,"LT-DSP0-7037-035-50-K02","PRO Светильник LED ДСП 7037 35Вт ГСП-II 5000К IP66 IEK","шт","Заказная","КОРОБКА/БОКС",1,1,1,12951.1,10792.583333332999,8288.7039999999997,6907.2533333333331]
[null,"LT-DSP0-7038-035-40-K02","PRO Светильник LED ДСП 7038 35Вт ГСП-II 4000К IP66 IEK","шт","Заказная","КОРОБКА/БОКС",1,1,1,12951.1,10792.583333332999,8288.7039999999997,6907.2533333333331]
[null,"LT-DSP0-7038-035-50-K02","PRO Светильник LED ДСП 7038 35Вт ГСП-II 5000К IP66 IEK","шт","Заказная","КОРОБКА/БОКС",1,1,1,12951.1,10792.583333332999,8288.7039999999997,6907.2533333333331]
[null,"LT-DSP0-7039-035-40-K02","PRO Светильник LED ДСП 7039 35Вт Д 4000К IP66 IEK","шт","Заказная","КОРОБКА/БОКС",1,1,1,12288.7,10240.583333332999,7864.768,6553.9733333333334]
[null,"LT-DSP0-7039-035-50-K02","PRO Светильник LED ДСП 7039 35Вт Д 5000К IP66 IEK","шт","Заказная","КОРОБКА/БОКС",1,1,1,12288.7,10240.583333332999,7864.768,6553.9733333333334]
[null,"LT-DSP0-7040-035-40-K02","PRO Светильник LED ДСП 7040 35Вт Д 4000К IP66 IEK","шт","Заказная","КОРОБКА/БОКС",1,1,1,12288.7,10240.583333332999,7864.768,6553.9733333333334]
[null,"LT-DSP0-7040-035-50-K02","PRO Светильник LED ДСП 7040 35Вт Д 5000К IP66 IEK","шт","Заказная","КОРОБКА/БОКС",1,1,1,12288.7,10240.583333332999,7864.768,6553.9733333333334]
[null,"LT-DSP0-7041-035-40-K02","PRO Светильник LED ДСП 7041 35Вт Д 4000К IP66 IEK","шт","Заказная","КОРОБКА/БОКС",1,1,1,12288.7,10240.583333332999,7864.768,6553.9733333333334]
[null,"LT-DSP0-7041-035-50-K02","PRO Светильник LED ДСП 7041 35Вт Д 5000К IP66 IEK","шт","Заказная","КОРОБКА/БОКС",1,1,1,12288.7,10240.583333332999,7864.768,6553.9733333333334]
[null,"LT-DSP0-7042-035-40-K02","PRO Светильник LED ДСП 7042 35Вт Д 4000К IP66 IEK","шт","Заказная","КОРОБКА/БОКС",1,1,1,11826.28,9855.2333333330007,7568.8191999999999,6307.3493333333336]
[null,"LT-DSP0-7042-035-50-K02","PRO Светильник LED ДСП 7042 35Вт Д 5000К IP66 IEK","шт","Заказная","КОРОБКА/БОКС",1,1,1,11826.28,9855.2333333330007,7568.8191999999999,6307.3493333333336]
[null,"LT-DSP0-7043-035-40-K02","PRO Светильник LED ДСП 7043 35Вт Д 4000К IP66 IEK","шт","Заказная","КОРОБКА/БОКС",1,1,1,11826.28,9855.2333333330007,7568.8191999999999,6307.3493333333336]
[null,"LT-DSP0-7043-035-50-K02","PRO Светильник LED ДСП 7043 35Вт Д 5000К IP66 IEK","шт","Заказная","КОРОБКА/БОКС",1,1,1,11826.28,9855.2333333330007,7568.8191999999999,6307.3493333333336]
[null,"LT-DSP0-7044-035-40-K02","PRO Светильник LED ДСП 7044 35Вт Д 4000К IP66 IEK","шт","Заказная","КОРОБКА/БОКС",1,1,1,11826.28,9855.2333333330007,7568.8191999999999,6307.3493333333336]
[null,"LT-DSP0-7044-035-50-K02","PRO Светильник LED ДСП 7044 35Вт Д 5000К IP66 IEK","шт","Заказная","КОРОБКА/БОКС",1,1,1,11826.28,9855.2333333330007,7568.8191999999999,6307.3493333333336]
[null,"LT-DSP0-7045-035-40-K02","PRO Светильник LED ДСП 7045 35Вт К15 4000К IP66 IEK","шт","Заказная","КОРОБКА/БОКС",1,1,1,16494.3,13745.25,10556.352000000001,8796.9599999999991]
[null,"LT-DSP0-7045-035-50-K02","PRO Светильник LED ДСП 7045 35Вт К15 5000К IP66 IEK","шт","Заказная","КОРОБКА/БОКС",1,1,1,16494.3,13745.25,10556.352000000001,8796.9599999999991]
[null,"LT-DSP0-7046-035-40-K02","PRO Светильник LED ДСП 7046 35Вт К15 4000К IP66 IEK","шт","Заказная","КОРОБКА/БОКС",1,1,1,16494.3,13745.25,10556.352000000001,8796.9599999999991]
[null,"LT-DSP0-7046-035-50-K02","PRO Светильник LED ДСП 7046 35Вт К15 5000К IP66 IEK","шт","Заказная","КОРОБКА/БОКС",1,1,1,16494.3,13745.25,10556.352000000001,8796.9599999999991]
[null,"LT-DSP0-7047-035-40-K02","PRO Светильник LED ДСП 7047 35Вт К15 4000К IP66 IEK","шт","Заказная","КОРОБКА/БОКС",1,1,1,16494.3,13745.25,10556.352000000001,8796.9599999999991]
[null,"LT-DSP0-7047-035-50-K02","PRO Светильник LED ДСП 7047 35Вт К15 5000К IP66 IEK","шт","Заказная","КОРОБКА/БОКС",1,1,1,16494.3,13745.25,10556.352000000001,8796.9599999999991]
[null,"LT-DSP0-7030-050-40-K02","PRO Светильник LED ДСП 7030 50Вт Г30 4000К IP66 IEK","шт","Заказная","КОРОБКА/БОКС",1,1,1,21006.1,17505.083333333001,13443.904,11203.253333333334]
[null,"LT-DSP0-7030-050-50-K02","PRO Светильник LED ДСП 7030 50Вт Г30 5000К IP66 IEK","шт","Заказная","КОРОБКА/БОКС",1,1,1,21006.1,17505.083333333001,13443.904,11203.253333333334]
[null,"LT-DSP0-7031-050-40-K02","PRO Светильник LED ДСП 7031 50Вт Г30 4000К IP66 IEK","шт","Заказная","КОРОБКА/БОКС",1,1,1,21006.1,17505.083333333001,13443.904,11203.253333333334]
[null,"LT-DSP0-7031-050-50-K02","PRO Светильник LED ДСП 7031 50Вт Г30 5000К IP66 IEK","шт","Заказная","КОРОБКА/БОКС",1,1,1,21006.1,17505.083333333001,13443.904,11203.253333333334]
[null,"LT-DSP0-7032-050-40-K02","PRO Светильник LED ДСП 7032 50Вт Г30 4000К IP66 IEK","шт","Заказная","КОРОБКА/БОКС",1,1,1,21006.1,17505.083333333001,13443.904,11203.253333333334]
[null,"LT-DSP0-7032-050-50-K02","PRO Светильник LED ДСП 7032 50Вт Г30 5000К IP66 IEK","шт","Заказная","КОРОБКА/БОКС",1,1,1,21006.1,17505.083333333001,13443.904,11203.253333333334]
[null,"LT-DSP0-7033-050-40-K02","PRO Светильник LED ДСП 7033 50Вт Г150 4000К IP66 IEK","шт","Заказная","КОРОБКА/БОКС",1,1,1,17815.97,14846.641666666001,11402.220799999999,9501.8506666666672]
[null,"LT-DSP0-7033-050-50-K02","PRO Светильник LED ДСП 7033 50Вт Г150 5000К IP66 IEK","шт","Заказная","КОРОБКА/БОКС",1,1,1,17815.97,14846.641666666001,11402.220799999999,9501.8506666666672]
[null,"LT-DSP0-7034-050-40-K02","PRO Светильник LED ДСП 7034 50Вт Г150 4000К IP66 IEK","шт","Заказная","КОРОБКА/БОКС",1,1,1,17815.97,14846.641666666001,11402.220799999999,9501.8506666666672]
[null,"LT-DSP0-7034-050-50-K02","PRO Светильник LED ДСП 7034 50Вт Г150 5000К IP66 IEK","шт","Заказная","КОРОБКА/БОКС",1,1,1,17815.97,14846.641666666001,11402.220799999999,9501.8506666666672]
[null,"LT-DSP0-7035-050-40-K02","PRO Светильник LED ДСП 7035 50Вт Г150 4000К IP66 IEK","шт","Заказная","КОРОБКА/БОКС",1,1,1,17815.97,14846.641666666001,11402.220799999999,9501.8506666666672]
[null,"LT-DSP0-7035-050-50-K02","PRO Светильник LED ДСП 7035 50Вт Г150 5000К IP66 IEK","шт","Заказная","КОРОБКА/БОКС",1,1,1,17815.97,14846.641666666001,11402.220799999999,9501.8506666666672]
[null,"LT-DSP0-7036-050-40-K02","PRO Светильник LED ДСП 7036 50Вт ГСП-II 4000К IP66 IEK","шт","Заказная","КОРОБКА/БОКС",1,1,1,17815.97,14846.641666666001,11402.220799999999,9501.8506666666672]
[null,"LT-DSP0-7036-050-50-K02","PRO Светильник LED ДСП 7036 50Вт ГСП-II 5000К IP66 IEK","шт","Заказная","КОРОБКА/БОКС",1,1,1,17815.97,14846.641666666001,11402.220799999999,9501.8506666666672]
[null,"LT-DSP0-7037-050-40-K02","PRO Светильник LED ДСП 7037 50Вт ГСП-II 4000К IP66 IEK","шт","Заказная","КОРОБКА/БОКС",1,1,1,17815.97,14846.641666666001,11402.220799999999,9501.8506666666672]
[null,"LT-DSP0-7037-050-50-K02","PRO Светильник LED ДСП 7037 50Вт ГСП-II 5000К IP66 IEK","шт","Заказная","КОРОБКА/БОКС",1,1,1,17815.97,14846.641666666001,11402.220799999999,9501.8506666666672]
[null,"LT-DSP0-7038-050-40-K02","PRO Светильник LED ДСП 7038 50Вт ГСП-II 4000К IP66 IEK","шт","Заказная","КОРОБКА/БОКС",1,1,1,17815.97,14846.641666666001,11402.220799999999,9501.8506666666672]
[null,"LT-DSP0-7038-050-50-K02","PRO Светильник LED ДСП 7038 50Вт ГСП-II 5000К IP66 IEK","шт","Заказная","КОРОБКА/БОКС",1,1,1,17815.97,14846.641666666001,11402.220799999999,9501.8506666666672]
[null,"LT-DSP0-7039-050-40-K02","PRO Светильник LED ДСП 7039 50Вт Д 4000К IP66 IEK","шт","Заказная","КОРОБКА/БОКС",1,1,1,15157.01,12630.841666666,9700.4863999999998,8083.7386666666671]
[null,"LT-DSP0-7039-050-50-K02","PRO Светильник LED ДСП 7039 50Вт Д 5000К IP66 IEK","шт","Заказная","КОРОБКА/БОКС",1,1,1,15157.01,12630.841666666,9700.4863999999998,8083.7386666666671]
[null,"LT-DSP0-7040-050-40-K02","PRO Светильник LED ДСП 7040 50Вт Д 4000К IP66 IEK","шт","Заказная","КОРОБКА/БОКС",1,1,1,15157.01,12630.841666666,9700.4863999999998,8083.7386666666671]
[null,"LT-DSP0-7040-050-50-K02","PRO Светильник LED ДСП 7040 50Вт Д 5000К IP66 IEK","шт","Заказная","КОРОБКА/БОКС",1,1,1,15157.01,12630.841666666,9700.4863999999998,8083.7386666666671]
[null,"LT-DSP0-7041-050-40-K02","PRO Светильник LED ДСП 7041 50Вт Д 4000К IP66 IEK","шт","Заказная","КОРОБКА/БОКС",1,1,1,15157.01,12630.841666666,9700.4863999999998,8083.7386666666671]
[null,"LT-DSP0-7041-050-50-K02","PRO Светильник LED ДСП 7041 50Вт Д 5000К IP66 IEK","шт","Заказная","КОРОБКА/БОКС",1,1,1,15157.01,12630.841666666,9700.4863999999998,8083.7386666666671]
[null,"LT-DSP0-7045-050-40-K02","PRO Светильник LED ДСП 7045 50Вт К15 4000К IP66 IEK","шт","Заказная","КОРОБКА/БОКС",1,1,1,21006.1,17505.083333333001,13443.904,11203.253333333334]
[null,"LT-DSP0-7045-050-50-K02","PRO Светильник LED ДСП 7045 50Вт К15 5000К IP66 IEK","шт","Заказная","КОРОБКА/БОКС",1,1,1,21006.1,17505.083333333001,13443.904,11203.253333333334]
[null,"LT-DSP0-7046-050-40-K02","PRO Светильник LED ДСП 7046 50Вт К15 4000К IP66 IEK","шт","Заказная","КОРОБКА/БОКС",1,1,1,21006.1,17505.083333333001,13443.904,11203.253333333334]
[null,"LT-DSP0-7046-050-50-K02","PRO Светильник LED ДСП 7046 50Вт К15 5000К IP66 IEK","шт","Заказная","КОРОБКА/БОКС",1,1,1,21006.1,17505.083333333001,13443.904,11203.253333333334]
[null,"LT-DSP0-7047-050-40-K02","PRO Светильник LED ДСП 7047 50Вт К15 4000К IP66 IEK","шт","Заказная","КОРОБКА/БОКС",1,1,1,21006.1,17505.083333333001,13443.904,11203.253333333334]
[null,"LT-DSP0-7047-050-50-K02","PRO Светильник LED ДСП 7047 50Вт К15 5000К IP66 IEK","шт","Заказная","КОРОБКА/БОКС",1,1,1,21006.1,17505.083333333001,13443.904,11203.253333333334]
[null,"LT-DSP0-7030-100-40-K02","PRO Светильник LED ДСП 7030 100Вт Г30 4000К IP66 IEK","шт","Заказная","КОРОБКА/БОКС",1,1,1,40774.879999999997,33979.066666666004,26095.923200000001,21746.602666666666]
[null,"LT-DSP0-7030-100-50-K02","PRO Светильник LED ДСП 7030 100Вт Г30 5000К IP66 IEK","шт","Заказная","КОРОБКА/БОКС",1,1,1,40774.879999999997,33979.066666666004,26095.923200000001,21746.602666666666]
[null,"LT-DSP0-7031-100-40-K02","PRO Светильник LED ДСП 7031 100Вт Г30 4000К IP66 IEK","шт","Заказная","КОРОБКА/БОКС",1,1,1,40774.879999999997,33979.066666666004,26095.923200000001,21746.602666666666]
[null,"LT-DSP0-7031-100-50-K02","PRO Светильник LED ДСП 7031 100Вт Г30 5000К IP66 IEK","шт","Заказная","КОРОБКА/БОКС",1,1,1,40774.879999999997,33979.066666666004,26095.923200000001,21746.602666666666]
[null,"LT-DSP0-7032-100-40-K02","PRO Светильник LED ДСП 7032 100Вт Г30 4000К IP66 IEK","шт","Заказная","КОРОБКА/БОКС",1,1,1,40774.879999999997,33979.066666666004,26095.923200000001,21746.602666666666]
[null,"LT-DSP0-7032-100-50-K02","PRO Светильник LED ДСП 7032 100Вт Г30 5000К IP66 IEK","шт","Заказная","КОРОБКА/БОКС",1,1,1,40774.879999999997,33979.066666666004,26095.923200000001,21746.602666666666]
[null,"LT-DSP0-7033-100-40-K02","PRO Светильник LED ДСП 7033 100Вт ГСП105 4000К IP66 IEK","шт","Заказная","КОРОБКА/БОКС",1,1,1,34025.93,28354.941666666,21776.5952,18147.162666666667]
[null,"LT-DSP0-7033-100-50-K02","PRO Светильник LED ДСП 7033 100Вт ГСП105 5000К IP66 IEK","шт","Заказная","КОРОБКА/БОКС",1,1,1,34025.93,28354.941666666,21776.5952,18147.162666666667]
[null,"LT-DSP0-7034-100-40-K02","PRO Светильник LED ДСП 7034 100Вт ГСП105 4000К IP66 IEK","шт","Заказная","КОРОБКА/БОКС",1,1,1,34025.93,28354.941666666,21776.5952,18147.162666666667]
[null,"LT-DSP0-7034-100-50-K02","PRO Светильник LED ДСП 7034 100Вт ГСП105 5000К IP66 IEK","шт","Заказная","КОРОБКА/БОКС",1,1,1,34025.93,28354.941666666,21776.5952,18147.162666666667]
[null,"LT-DSP0-7035-100-40-K02","PRO Светильник LED ДСП 7035 100Вт ГСП105 4000К IP66 IEK","шт","Заказная","КОРОБКА/БОКС",1,1,1,34025.93,28354.941666666,21776.5952,18147.162666666667]
[null,"LT-DSP0-7035-100-50-K02","PRO Светильник LED ДСП 7035 100Вт ГСП105 5000К IP66 IEK","шт","Заказная","КОРОБКА/БОКС",1,1,1,34025.93,28354.941666666,21776.5952,18147.162666666667]
[null,"LT-DSP0-7036-100-40-K02","PRO Светильник LED ДСП 7036 100Вт ГСП-II 4000К IP66 IEK","шт","Заказная","КОРОБКА/БОКС",1,1,1,34025.93,28354.941666666,21776.5952,18147.162666666667]
[null,"LT-DSP0-7036-100-50-K02","PRO Светильник LED ДСП 7036 100Вт ГСП-II 5000К IP66 IEK","шт","Заказная","КОРОБКА/БОКС",1,1,1,34025.93,28354.941666666,21776.5952,18147.162666666667]
[null,"LT-DSP0-7037-100-40-K02","PRO Светильник LED ДСП 7037 100Вт ГСП-II 4000К IP66 IEK","шт","Заказная","КОРОБКА/БОКС",1,1,1,34025.93,28354.941666666,21776.5952,18147.162666666667]
[null,"LT-DSP0-7037-100-50-K02","PRO Светильник LED ДСП 7037 100Вт ГСП-II 5000К IP66 IEK","шт","Заказная","КОРОБКА/БОКС",1,1,1,34025.93,28354.941666666,21776.5952,18147.162666666667]
[null,"LT-DSP0-7038-100-40-K02","PRO Светильник LED ДСП 7038 100Вт ГСП-II 4000К IP66 IEK","шт","Заказная","КОРОБКА/БОКС",1,1,1,34025.93,28354.941666666,21776.5952,18147.162666666667]
[null,"LT-DSP0-7038-100-50-K02","PRO Светильник LED ДСП 7038 100Вт ГСП-II 5000К IP66 IEK","шт","Заказная","КОРОБКА/БОКС",1,1,1,34025.93,28354.941666666,21776.5952,18147.162666666667]
[null,"LT-DSP0-7039-100-40-K02","PRO Светильник LED ДСП 7039 100Вт Д 4000К IP66 IEK","шт","Заказная","КОРОБКА/БОКС",1,1,1,29064.22,24220.183333333,18601.1008,15500.917333333333]
[null,"LT-DSP0-7039-100-50-K02","PRO Светильник LED ДСП 7039 100Вт Д 5000К IP66 IEK","шт","Заказная","КОРОБКА/БОКС",1,1,1,29064.22,24220.183333333,18601.1008,15500.917333333333]
[null,"LT-DSP0-7040-100-40-K02","PRO Светильник LED ДСП 7040 100Вт Д 4000К IP66 IEK","шт","Заказная","КОРОБКА/БОКС",1,1,1,29064.22,24220.183333333,18601.1008,15500.917333333333]
[null,"LT-DSP0-7040-100-50-K02","PRO Светильник LED ДСП 7040 100Вт Д 5000К IP66 IEK","шт","Заказная","КОРОБКА/БОКС",1,1,1,29064.22,24220.183333333,18601.1008,15500.917333333333]
[null,"LT-DSP0-7041-100-40-K02","PRO Светильник LED ДСП 7041 100Вт Д 4000К IP66 IEK","шт","Заказная","КОРОБКА/БОКС",1,1,1,29064.22,24220.183333333,18601.1008,15500.917333333333]
[null,"LT-DSP0-7041-100-50-K02","PRO Светильник LED ДСП 7041 100Вт Д 5000К IP66 IEK","шт","Заказная","КОРОБКА/БОКС",1,1,1,29064.22,24220.183333333,18601.1008,15500.917333333333]
[null,"LT-DSP0-7045-100-40-K02","PRO Светильник LED ДСП 7045 100Вт К15 4000К IP66 IEK","шт","Заказная","КОРОБКА/БОКС",1,1,1,40774.879999999997,33979.066666666004,26095.923200000001,21746.602666666666]
[null,"LT-DSP0-7045-100-50-K02","PRO Светильник LED ДСП 7045 100Вт К15 5000К IP66 IEK","шт","Заказная","КОРОБКА/БОКС",1,1,1,40774.879999999997,33979.066666666004,26095.923200000001,21746.602666666666]
[null,"LT-DSP0-7046-100-40-K02","PRO Светильник LED ДСП 7046 100Вт К15 4000К IP66 IEK","шт","Заказная","КОРОБКА/БОКС",1,1,1,40774.879999999997,33979.066666666004,26095.923200000001,21746.602666666666]
[null,"LT-DSP0-7046-100-50-K02","PRO Светильник LED ДСП 7046 100Вт К15 5000К IP66 IEK","шт","Заказная","КОРОБКА/БОКС",1,1,1,40774.879999999997,33979.066666666004,26095.923200000001,21746.602666666666]
[null,"LT-DSP0-7047-100-40-K02","PRO Светильник LED ДСП 7047 100Вт К15 4000К IP66 IEK","шт","Заказная","КОРОБКА/БОКС",1,1,1,40774.879999999997,33979.066666666004,26095.923200000001,21746.602666666666]
[null,"LT-DSP0-7047-100-50-K02","PRO Светильник LED ДСП 7047 100Вт К15 5000К IP66 IEK","шт","Заказная","КОРОБКА/БОКС",1,1,1,40774.879999999997,33979.066666666004,26095.923200000001,21746.602666666666]
["10.10.05.05 Комплекты ПРОМО с ДСП"]
[null,"LDSP0-3005-D3-1-K02","Светильник ДСП 3005 PRO 100Вт 90гр 6500К IP65 + ТТУ IEK","компл","Заказная","ГОФРОКОРОБ",1,1,1,16652.990000000002,13877.491666665999,10657.9136,8881.5946666666659]
[null,"LDSP0-3010-200-D175-3-68","Светильник ДСП 3010 200Вт 60гр 6500К IP65 + коннект IP68 IEK","компл",null,"КОРОБКА/БОКС",1,1,1,32606.22,27171.85,20867.980800000001,17389.984]
[null,"LDSP0-8002-100-D175-3-68","Светильник ДСП 8002 PRO 100Вт 5000К IP69 + коннект. IP68 IEK","компл","Заказная","КОРОБКА/БОКС",2,1,1,28475.919999999998,23729.933333333,18224.588800000001,15187.157333333333]
["10.10.06 Прожекторы светодиодные PRO"]
["10.10.06.01 Прожекторы светодиодные СДО-08 PRO"]
[null,"LPDO8-01-100-030-50-K02","Прожектор LED СДО 08-100 PRO 30град 5000К IP65 черный IEK","шт",null,"ГОФРОКОРОБ",4,1,1,8117.5,6764.5833333330002]
[null,"LPDO8-01-100-060-50-K02","Прожектор LED СДО 08-100 PRO 60град 5000К IP65 черный IEK","шт",null,"ГОФРОКОРОБ",4,1,1,8117.5,6764.5833333330002,5195.2,4329.333333333333]
[null,"LPDO8-01-100-40-90-50-K02","Прожектор LED СДО 08-100 PRO 40х90град 5000К IP65 черный IEK","шт",null,"ГОФРОКОРОБ",4,1,1,8117.5,6764.5833333330002,5195.2,4329.333333333333]
[null,"LPDO8-01-150-030-50-K02","Прожектор LED СДО 08-150 PRO 30град 5000К IP65 черный IEK","шт",null,"ГОФРОКОРОБ",4,1,1,11364.52,9470.4333333329996]
[null,"LPDO8-01-150-060-50-K02","Прожектор LED СДО 08-150 PRO 60град 5000К IP65 черный IEK","шт",null,"ГОФРОКОРОБ",4,1,1,11364.52,9470.4333333329996,7273.2928000000002,6061.0773333333336]
[null,"LPDO8-01-150-40-90-50-K02","Прожектор LED СДО 08-150 PRO 40х90град 5000К IP65 черный IEK","шт",null,"ГОФРОКОРОБ",4,1,1,11364.52,9470.4333333329996]
[null,"LPDO8-01-150-120-50-K02","Прожектор LED СДО 08-150 PRO 120град 5000К IP65 черный IEK","шт",null,"ГОФРОКОРОБ",4,1,1,11364.52,9470.4333333329996,7273.2928000000002,6061.0773333333336]
[null,"LPDO8-01-200-030-50-K02","Прожектор LED СДО 08-200 PRO 30град 5000К IP65 черный IEK","шт",null,"ГОФРОКОРОБ",3,1,1,14340.94,11950.783333333]
[null,"LPDO8-01-200-060-50-K02","Прожектор LED СДО 08-200 PRO 60град 5000К IP65 черный IEK","шт",null,"ГОФРОКОРОБ",3,1,1,14340.94,11950.783333333,9178.2016000000003,7648.5013333333336]
[null,"LPDO8-01-200-120-50-K02","Прожектор LED СДО 08-200 PRO 120град 5000К IP65 черный IEK","шт",null,"ГОФРОКОРОБ",3,1,1,14340.94,11950.783333333,9178.2016000000003,7648.5013333333336]
[null,"LPDO8-01-300-030-50-K02","Прожектор LED СДО 08-300 PRO 30град 5000К IP65 черный IEK","шт",null,"КОРОБКА/БОКС",1,1,1,22323.16,18602.633333333]
[null,"LPDO8-01-300-060-50-K02","Прожектор LED СДО 08-300 PRO 60град 5000К IP65 черный IEK","шт",null,"КОРОБКА/БОКС",1,1,1,22323.16,18602.633333333,14286.822399999999,11905.685333333333]
[null,"LPDO8-01-300-40-90-50-K02","Прожектор LED СДО 08-300 PRO 40х90град 5000К IP65 черный IEK","шт",null,"КОРОБКА/БОКС",1,1,1,22323.16,18602.633333333,14286.822399999999,11905.685333333333]
["10.10.06.02 Комплекты ПРОМО с прожектором"]
[null,"LPHO03-250-01-D4-1-K02","Прожектор ГО03-250-01 250Вт E40 симметричный IP65 + ТТУ IEK","компл","Заказная","КОРОБКА/БОКС",1,1,1,8085,6737.5,5174.3999999999996,4312]
[null,"LPHO03-250-02-D4-1-K02","Прожектор ГО03-250-02 250Вт E40 асимметричный IP65 + ТТУ IEK","компл","Заказная","КОРОБКА/БОКС",1,1,1,8085,6737.5,5174.3999999999996,4312]
[null,"LPDO8-01-100-40-D15-1-K07","Прожектор LED СДО 08-100 PRO 40х90град 5000К IP65 + ТТУ IEK","компл","Заказная","ГОФРОКОРОБ",4,1,1,8117.5,6764.5833333330002,5195.2,4329.333333333333]
[null,"LPDO8-01-100-D15-1-K07","Прожектор LED СДО 08-100 PRO 30град 5000К IP65 + ТТУ IEK","компл","Заказная","ГОФРОКОРОБ",4,1,1,8117.5,6764.5833333330002,5195.2,4329.333333333333]
[null,"LPDO8-01-100-D3-1-K02","Прожектор LED СДО 08-100 PRO 60град 5000К IP65 + ТТУ IEK","компл","Заказная","ГОФРОКОРОБ",4,1,1,8117.5,6764.5833333330002,5195.2,4329.333333333333]
[null,"LPDO8-01-150-D175-3-68","Прожектор СДО 08-150 40х90гр 5000К IP65 + коннект. IP68 IEK","компл","Заказная","ГОФРОКОРОБ",4,1,1,11784.3,9820.25,7541.9520000000002,6284.96]
[null,"LPDO8-01-150-D3-1-K02","Прожектор LED СДО 08-150 PRO 30град 5000К IP65 + ТТУ IEK","компл","Заказная","ГОФРОКОРОБ",4,1,1,11364.52,9470.4333333329996,7273.2928000000002,6061.0773333333336]
[null,"LPDO8-01-200-D15-1-K07","Прожектор LED СДО 08-200 PRO 40х90град 5000К IP65 + ТТУ IEK","компл","Заказная","ГОФРОКОРОБ",3,1,1,14340.94,11950.783333333,9178.2016000000003,7648.5013333333336]
[null,"LPDO8-200-030-D175-3-68","Прожектор СДО 08-200 30град 5000К IP65 + коннект. IP68 IEK","компл","Заказная","ГОФРОКОРОБ",3,1,1,14760.72,12300.6,9446.8608000000004,7872.384]
["10.10.07 Светильники консольные ДКУ PRO"]
["10.10.07.01 Светильники ДКУ 1004 PRO"]
[null,"LDKU1-1004-050-3000-K03","Светильник LED консольный ДКУ 1004-50Ш 3000К IP65 серый IEK","шт",null,"ГОФРОКОРОБ",6,1,1,5861.64,4884.7,3751.4495999999999,3126.2080000000001]
[null,"LDKU1-1004-050-5000-K03","Светильник LED консольный ДКУ 1004-50Ш 5000К IP65 серый IEK","шт",null,"ГОФРОКОРОБ",6,1,1,5861.64,4884.7,3751.4495999999999,3126.2080000000001]
[null,"LDKU1-1004-100-3000-K03","Светильник LED консольный ДКУ 1004-100Ш 3000К IP65 серый IEK","шт",null,"ГОФРОКОРОБ",4,1,1,9505.36,7921.1333333330003,6083.4304000000002,5069.525333333333]
[null,"LDKU1-1004-100-5000-K03","Светильник LED консольный ДКУ 1004-100Ш 5000К IP65 серый IEK","шт",null,"ГОФРОКОРОБ",4,1,1,9505.36,7921.1333333330003,6083.4304000000002,5069.525333333333]
[null,"LDKU1-1004-150-5000-K03","Светильник LED консольный ДКУ 1004-150Ш 5000К IP65 серый IEK","шт",null,"ГОФРОКОРОБ",4,1,1,17109.62,14258.016666666001,10950.156800000001,9125.130666666666]
[null,"LDKU1-1004-200-5000-K03","Светильник LED консольный ДКУ 1004-200Ш 5000К IP65 серый IEK","шт",null,"ГОФРОКОРОБ",2,1,1,19802.78,16502.316666666,12673.779200000001,10561.482666666667]
["10.10.07.02 Светильники ДКУ 1055 PRO"]
[null,"LDKU0-1055-030-5000-K03","PRO Светильник LED ДКУ 1055-30Д 5000К IP65 IEK","шт",null,"ГОФРОКОРОБ",1,1,1,14520,12100,9292.7999999999993,7744]
[null,"LDKU0-1055-050-5000-K03","PRO Светильник LED ДКУ 1055-50Д 5000К IP65 IEK","шт",null,"ГОФРОКОРОБ",1,1,1,16335,13612.5,10454.4,8712]
[null,"LDKU1-1055-030-5000-K03","PRO Светильник LED ДКУ 1055-30Ш 5000К IP65 IEK","шт",null,"ГОФРОКОРОБ",1,1,1,14520,12100,9292.7999999999993,7744]
[null,"LDKU1-1055-050-5000-K03","PRO Светильник LED ДКУ 1055-50Ш 5000К IP65 IEK","шт",null,"ГОФРОКОРОБ",1,1,1,16335,13612.5,10454.4,8712]
[null,"LDKU0-1055-075-5000-K03","PRO Светильник LED ДКУ 1055-75Д 5000К IP65 IEK","шт",null,"ГОФРОКОРОБ",1,1,1,21175,17645.833333333001,13552,11293.333333333334]
[null,"LDKU0-1055-100-5000-K03","PRO Светильник LED ДКУ 1055-100Д 5000К IP65 IEK","шт",null,"ГОФРОКОРОБ",1,1,1,26015,21679.166666665998,16649.599999999999,13874.666666666666]
[null,"LDKU0-1055-120-5000-K03","PRO Светильник LED ДКУ 1055-120Д 5000К IP65 IEK","шт",null,"ГОФРОКОРОБ",1,1,1,26620,22183.333333333001,17036.8,14197.333333333334]
[null,"LDKU1-1055-075-5000-K03","PRO Светильник LED ДКУ 1055-75Ш 5000К IP65 IEK","шт",null,"ГОФРОКОРОБ",1,1,1,21175,17645.833333333001,13552,11293.333333333334]
[null,"LDKU1-1055-100-5000-K03","PRO Светильник LED ДКУ 1055-100Ш 5000К IP65 IEK","шт",null,"ГОФРОКОРОБ",1,1,1,26015,21679.166666665998,16649.599999999999,13874.666666666666]
[null,"LDKU1-1055-120-5000-K03","PRO Светильник LED ДКУ 1055-120Ш 5000К IP65 IEK","шт",null,"ГОФРОКОРОБ",1,1,1,26620,22183.333333333001,17036.8,14197.333333333334]
[null,"LDKU0-1055-150-5000-K03","PRO Светильник LED ДКУ 1055-150Д 5000К IP65 IEK","шт",null,"ГОФРОКОРОБ",1,1,1,29959.4,24966.166666665998,19174.016,15978.346666666666]
[null,"LDKU0-1055-180-5000-K03","PRO Светильник LED ДКУ 1055-180Д 5000К IP65 IEK","шт",null,"ГОФРОКОРОБ",1,1,1,31250,26041.666666665998,20000,16666.666666666668]
[null,"LDKU1-1055-150-5000-K03","PRO Светильник LED ДКУ 1055-150Ш 5000К IP65 IEK","шт",null,"ГОФРОКОРОБ",1,1,1,29959.4,24966.166666665998,19174.016,15978.346666666666]
[null,"LDKU1-1055-180-5000-K03","PRO Светильник LED ДКУ 1055-180Ш 5000К IP65 IEK","шт",null,"ГОФРОКОРОБ",1,1,1,31250,26041.666666665998,20000,16666.666666666668]
["10.10.07.03 Светильники ДКУ 2001 PRO"]
[null,"LDKU0-2001-040-5000-K02","Светильник LED консольный ДКУ Парк 2001-40Д 5000К IP65 IEK","шт",null,"ГОФРОКОРОБ",4,1,1,13129.12,10940.933333333]
[null,"LDKU0-2001-070-3000-K02","Светильник LED консольный ДКУ Парк 2001-70Д 3000К IP65 IEK","шт",null,"ГОФРОКОРОБ",4,1,1,17966.16,14971.8]
[null,"LDKU0-2001-070-5000-K02","Светильник LED консольный ДКУ Парк 2001-70Д 5000К IP65 IEK","шт",null,"ГОФРОКОРОБ",4,1,1,17966.16,14971.8]
[null,"LDKU0-2001-100-5000-K02","Светильник LED консольный ДКУ Парк 2001-100Д 5000К IP65 IEK","шт",null,"ГОФРОКОРОБ",4,1,1,19348.18,16123.483333333001]
["10.10.07.04 Светильники ДКУ 1014 PRO"]
[null,"LT-DKU1-1014-050-50-K02","PRO Светильник LED консольный ДКУ 1014-50Ш 5000К IP65 IEK","шт",null,"ГОФРОКОРОБ",10,1,1,6351.35,5292.7916666660003,4064.864,3387.3866666666668]
[null,"LT-DKU1-1014-100-50-K02","PRO Светильник LED консольный ДКУ 1014-100Ш 5000К IP65 IEK","шт",null,"ГОФРОКОРОБ",10,1,1,10324.32,8603.6,6607.5648000000001,5506.3040000000001]
[null,"LT-DKU1-1014-150-50-K02","PRO Светильник LED консольный ДКУ 1014-150Ш 5000К IP65 IEK","шт",null,"ГОФРОКОРОБ",5,1,1,18621.62,15518.016666666001,11917.836799999999,9931.5306666666675]
["10.10.07.05 Светильники ДКУ 1050 PRO"]
[null,"LT-DKU1-1050-0-060-50-K03","PRO Светильник LED ДКУ 1050-60Ш8М 5000К IP66 IEK","шт","Заказная","КОРОБКА/БОКС",1,1,1,27300,22750,17472,14560]
[null,"LT-DKU1-1050-0-090-50-K03","PRO Светильник LED ДКУ 1050-90Ш8М 5000К IP66 IEK","шт","Заказная","КОРОБКА/БОКС",1,1,1,38000,31666.666666665998,24320,20266.666666666668]
[null,"LT-DKU1-1050-0-110-50-K03","PRO Светильник LED ДКУ 1050-110Ш8М 5000К IP66 IEK","шт","Заказная","КОРОБКА/БОКС",1,1,1,43000,35833.333333333001,27520,22933.333333333332]
[null,"LT-DKU1-1050-1-060-50-K03","PRO Светильник LED ДКУ 1050-60Ш8М 5000К IP66 рег. кр. IEK","шт","Заказная","КОРОБКА/БОКС",1,1,1,28300,23583.333333333001,18112,15093.333333333334]
[null,"LT-DKU1-1050-1-090-50-K03","PRO Светильник LED ДКУ 1050-90Ш8М 5000К IP66 рег. кр. IEK","шт","Заказная","КОРОБКА/БОКС",1,1,1,40000,33333.333333333001,25600,21333.333333333332]
[null,"LT-DKU1-1050-1-110-50-K03","PRO Светильник LED ДКУ 1050-110Ш8М 5000К IP66 рег. кр. IEK","шт","Заказная","КОРОБКА/БОКС",1,1,1,40500,33750,25920,21600]
[null,"LT-DKU1-1050-0-130-50-K03","PRO Светильник LED ДКУ 1050-130Ш8М 5000К IP66 IEK","шт","Заказная","КОРОБКА/БОКС",1,1,1,45000,37500,28800,24000]
[null,"LT-DKU1-1050-0-160-50-K03","PRO Светильник LED ДКУ 1050-160Ш8М 5000К IP66 IEK","шт","Заказная","КОРОБКА/БОКС",1,1,1,54500,45416.666666666002,34880,29066.666666666668]
[null,"LT-DKU1-1050-0-190-50-K03","PRO Светильник LED ДКУ 1050-190Ш8М 5000К IP66 IEK","шт","Заказная","КОРОБКА/БОКС",1,1,1,64500,53750,41280,34400]
[null,"LT-DKU1-1050-0-230-50-K03","PRO Светильник LED ДКУ 1050-230Ш8М 5000К IP66 IEK","шт","Заказная","КОРОБКА/БОКС",1,1,1,67000,55833.333333333001,42880,35733.333333333336]
[null,"LT-DKU1-1050-1-130-50-K03","PRO Светильник LED ДКУ 1050-130Ш8М 5000К IP66 рег. кр. IEK","шт","Заказная","КОРОБКА/БОКС",1,1,1,42000,35000,26880,22400]
[null,"LT-DKU1-1050-1-160-50-K03","PRO Светильник LED ДКУ 1050-160Ш8М 5000К IP66 рег. кр. IEK","шт","Заказная","КОРОБКА/БОКС",1,1,1,57000,47500,36480,30400]
[null,"LT-DKU1-1050-1-190-50-K03","PRO Светильник LED ДКУ 1050-190Ш8М 5000К IP66 рег. кр. IEK","шт","Заказная","КОРОБКА/БОКС",1,1,1,62500,52083.333333333001,40000,33333.333333333336]
[null,"LT-DKU1-1050-1-230-50-K03","PRO Светильник LED ДКУ 1050-230Ш8М 5000К IP66 рег. кр. IEK","шт","Заказная","КОРОБКА/БОКС",1,1,1,64500,53750,41280,34400]
["10.10.07.ХХ Продукция, выведенная из ассортимента"]
[null,"LT-DKU1-1050-0-070-50-K03","PRO Светильник LED ДКУ 1050-70Ш8М 5000К IP66 IEK","шт","Заказная","КОРОБКА/БОКС",1,1,1,26467.74,22056.45,16939.353599999999,14116.128000000001]
[null,"LT-DKU1-1050-1-070-50-K03","PRO Светильник LED ДКУ 1050-70Ш8М 5000К IP66 рег. кр. IEK","шт","Заказная","КОРОБКА/БОКС",1,1,1,28726.76,23938.966666666001,18385.126400000001,15320.938666666667]
[null,"LT-DKU1-1050-0-210-50-K03","PRO Светильник LED ДКУ 1050-210Ш8М 5000К IP66 IEK","шт","Заказная","КОРОБКА/БОКС",1,1,1,42674.58,35562.15,27311.731199999998,22759.776000000002]
[null,"LT-DKU1-1050-1-210-50-K03","PRO Светильник LED ДКУ 1050-210Ш8М 5000К IP66 рег.кр. IEK","шт","Заказная","КОРОБКА/БОКС",1,1,1,44658.65,37215.541666666002,28581.536,23817.946666666667]
["10.10.08 Аварийное освещение PRO"]
["10.10.08.01 Светильники аварийные ДПА PRO"]
[null,"LDPA3-3000-3-20-K01","Светильник аварийный ДПА 3000 пост/непост. 3ч IP20 IEK","шт",null,"ГОФРОКОРОБ",15,1,1,6103.94,5086.6166666660001,3906.5216,3255.4346666666665]
[null,"LDPA4-5000-3-65-K01","Светильник аварийный ДПА 5000-3 пост. 3ч IP65 с УДТУ IEK","шт",null,"ГОФРОКОРОБ",10,1,1,15203.96,12669.966666666,9730.5344000000005,8108.778666666667]
[null,"LDPA4-5042-3-65-K01","Светильник аварийный ДПА 5044-3 унив. 3ч IP65 с УДТУ IEK","шт",null,"ГОФРОКОРОБ",10,1,1,10996.12,9163.4333333329996,7037.5168000000003,5864.5973333333332]
[null,"LDPA1-5030-3-20-K01","Светильник авар. ДПА 5032-3 пост. 10-24/220В 3ч IP20 IEK","шт",null,"ГОФРОКОРОБ",10,1,1,4482.0200000000004,3735.0166666660002,2868.4928,2390.4106666666667]
[null,"LDPA1-5040-3-54-K01","Светильник авар. ДПА 5043-3 пост. 10-24/220В 3ч IP54 IEK","шт",null,"ГОФРОКОРОБ",10,1,1,6552.76,5460.6333333330003,4193.7664000000004,3494.8053333333332]
["10.10.08.02 Светильники эвакуационные ССА PRO"]
[null,"LSSA0-3001-3-20-K03","Светильник эвак. ССА3001 встраив. 3ч 3Вт двуст. IEK","шт",null,"ГОФРОКОРОБ",10,1,1,6903.37,5752.8083333329996,4418.1567999999997,3681.7973333333334]
[null,"LSSA0-3002-3-20-K03","Светильник эвак. ССА3002 подвес. 3ч 3Вт двуст. IEK","шт",null,"ГОФРОКОРОБ",10,1,1,8382.68,6985.5666666659999,5364.9152000000004,4470.7626666666665]
[null,"LSSA1-1100-3-20-K01","Светильник эвак. ССА1100 3ч 2Вт двуст. с УДТУ IEK","шт",null,"ГОФРОКОРОБ",20,1,1,6313,5260.8333333330002,4040.32,3366.9333333333334]
[null,"LSSA0-5043-1-65-K03","Светильник авар. ССА 5043-1 1ч универ. IP65 IEK","шт",null,"КОРОБКА/БОКС",4,1,1,8043.24,6702.7,5147.6736000000001,4289.7280000000001]
[null,"LSSA0-5043-3-65-K03","Светильник авар. ССА 5043-3 3ч универ. IP65 IEK","шт",null,"КОРОБКА/БОКС",4,1,1,8353.85,6961.5416666660003,5346.4639999999999,4455.3866666666663]
["10.11 Светотехника GENERICA"]
["10.11.01 Лампы светодиодные GENERICA"]
["10.11.01.01 Лампы светодиодные GENERICA"]
[null,"LL-A60-08-230-30-E27-G","Лампа LED A60 груша 8Вт 230В 3000К E27 GENERICA","шт",null,"ГОФРОКОРОБ",100,10,10,72.760000000000005,60.633333333000003]
[null,"LL-A60-08-230-40-E27-G","Лампа LED A60 груша 8Вт 230В 4000К E27 GENERICA","шт",null,"ГОФРОКОРОБ",100,10,10,72.760000000000005,60.633333333000003]
[null,"LL-A60-08-230-65-E27-G","Лампа LED A60 груша 8Вт 230В 6500К E27 GENERICA","шт",null,"ГОФРОКОРОБ",100,10,10,72.760000000000005,60.633333333000003]
[null,"LL-A60-10-230-30-E27-G","Лампа LED A60 груша 10Вт 230В 3000К E27 GENERICA","шт",null,"ГОФРОКОРОБ",100,10,10,77.180000000000007,64.316666666000003]
[null,"LL-A60-10-230-40-E27-G","Лампа LED A60 груша 10Вт 230В 4000К E27 GENERICA","шт",null,"ГОФРОКОРОБ",100,10,10,77.180000000000007,64.316666666000003]
[null,"LL-A60-10-230-65-E27-G","Лампа LED A60 груша 10Вт 230В 6500К E27 GENERICA","шт",null,"ГОФРОКОРОБ",100,10,10,77.180000000000007,64.316666666000003]
[null,"LL-A60-12-230-30-E27-G","Лампа LED A60 груша 12Вт 230В 3000К E27 GENERICA","шт",null,"ГОФРОКОРОБ",100,10,10,81.58,67.983333333000004]
[null,"LL-A60-12-230-40-E27-G","Лампа LED A60 груша 12Вт 230В 4000К E27 GENERICA","шт",null,"ГОФРОКОРОБ",100,10,10,81.58,67.983333333000004]
[null,"LL-A60-12-230-65-E27-G","Лампа LED A60 груша 12Вт 230В 6500К E27 GENERICA","шт",null,"ГОФРОКОРОБ",100,10,10,81.58,67.983333333000004]
[null,"LL-A60-15-230-30-E27-G","Лампа LED A60 груша 15Вт 230В 3000К E27 GENERICA","шт",null,"ГОФРОКОРОБ",100,10,10,94.82,79.016666666000006]
[null,"LL-A60-15-230-40-E27-G","Лампа LED A60 груша 15Вт 230В 4000К E27 GENERICA","шт",null,"ГОФРОКОРОБ",100,10,10,94.82,79.016666666000006]
[null,"LL-A60-15-230-65-E27-G","Лампа LED A60 груша 15Вт 230В 6500К E27 GENERICA","шт",null,"ГОФРОКОРОБ",100,10,10,94.82,79.016666666000006]
[null,"LL-A60-20-230-30-E27-G","Лампа LED A60 груша 20Вт 230В 3000К E27 GENERICA","шт",null,"ГОФРОКОРОБ",100,10,10,117.6,98]
[null,"LL-A60-20-230-40-E27-G","Лампа LED A60 груша 20Вт 230В 4000К E27 GENERICA","шт",null,"ГОФРОКОРОБ",100,10,10,117.6,98]
[null,"LL-A60-20-230-65-E27-G","Лампа LED A60 груша 20Вт 230В 6500К E27 GENERICA","шт",null,"ГОФРОКОРОБ",100,10,10,117.6,98]
[null,"LL-A65-25-230-30-E27-G","Лампа LED A65 груша 25Вт 230В 3000К E27 GENERICA","шт",null,"ГОФРОКОРОБ",100,10,10,165.9,138.25]
[null,"LL-A65-25-230-40-E27-G","Лампа LED A65 груша 25Вт 230В 4000К E27 GENERICA","шт",null,"ГОФРОКОРОБ",100,10,10,165.9,138.25]
[null,"LL-A65-25-230-65-E27-G","Лампа LED A65 груша 25Вт 230В 6500К E27 GENERICA","шт",null,"ГОФРОКОРОБ",100,10,10,165.9,138.25]
[null,"LL-C35-08-230-30-E14-G","Лампа LED C35 свеча 8Вт 230В 3000К E14 GENERICA","шт",null,"ГОФРОКОРОБ",100,10,10,70.56,58.8]
[null,"LL-C35-08-230-30-E27-G","Лампа LED C35 свеча 8Вт 230В 3000К E27 GENERICA","шт",null,"ГОФРОКОРОБ",100,10,10,70.56,58.8]
[null,"LL-C35-08-230-40-E14-G","Лампа LED C35 свеча 8Вт 230В 4000К E14 GENERICA","шт",null,"ГОФРОКОРОБ",100,10,10,70.56,58.8]
[null,"LL-C35-08-230-40-E27-G","Лампа LED C35 свеча 8Вт 230В 4000К E27 GENERICA","шт",null,"ГОФРОКОРОБ",100,10,10,70.56,58.8]
[null,"LL-C35-10-230-30-E14-G","Лампа LED C35 свеча 10Вт 230В 3000К E14 GENERICA","шт",null,"ГОФРОКОРОБ",100,10,10,77.180000000000007,64.316666666000003]
[null,"LL-C35-10-230-30-E27-G","Лампа LED C35 свеча 10Вт 230В 3000К E27 GENERICA","шт",null,"ГОФРОКОРОБ",100,10,10,77.180000000000007,64.316666666000003]
[null,"LL-C35-10-230-40-E14-G","Лампа LED C35 свеча 10Вт 230В 4000К E14 GENERICA","шт",null,"ГОФРОКОРОБ",100,10,10,77.180000000000007,64.316666666000003]
[null,"LL-C35-10-230-40-E27-G","Лампа LED C35 свеча 10Вт 230В 4000К E27 GENERICA","шт",null,"ГОФРОКОРОБ",100,10,10,77.180000000000007,64.316666666000003]
[null,"LL-C35-12-230-30-E14-G","Лампа LED C35 свеча 12Вт 230В 3000К E14 GENERICA","шт",null,"ГОФРОКОРОБ",100,10,10,90.4,75.333333332999999]
[null,"LL-C35-12-230-30-E27-G","Лампа LED C35 свеча 12Вт 230В 3000К E27 GENERICA","шт",null,"ГОФРОКОРОБ",100,10,10,90.4,75.333333332999999]
[null,"LL-C35-12-230-40-E14-G","Лампа LED C35 свеча 12Вт 230В 4000К E14 GENERICA","шт",null,"ГОФРОКОРОБ",100,10,10,90.4,75.333333332999999]
[null,"LL-C35-12-230-40-E27-G","Лампа LED C35 свеча 12Вт 230В 4000К E27 GENERICA","шт",null,"ГОФРОКОРОБ",100,10,10,90.4,75.333333332999999]
[null,"LL-G45-08-230-30-E14-G","Лампа LED G45 шар 8Вт 230В 3000К E14 GENERICA","шт",null,"ГОФРОКОРОБ",100,10,10,70.56,58.8]
[null,"LL-G45-08-230-30-E27-G","Лампа LED G45 шар 8Вт 230В 3000К E27 GENERICA","шт",null,"ГОФРОКОРОБ",100,10,10,70.56,58.8]
[null,"LL-G45-08-230-40-E14-G","Лампа LED G45 шар 8Вт 230В 4000К E14 GENERICA","шт",null,"ГОФРОКОРОБ",100,10,10,70.56,58.8]
[null,"LL-G45-08-230-40-E27-G","Лампа LED G45 шар 8Вт 230В 4000К E27 GENERICA","шт",null,"ГОФРОКОРОБ",100,10,10,70.56,58.8]
[null,"LL-G45-08-230-65-E27-G","Лампа LED G45 шар 8Вт 230В 6500К E27 GENERICA","шт",null,"ГОФРОКОРОБ",100,10,10,70.56,58.8]
[null,"LL-G45-10-230-30-E14-G","Лампа LED G45 шар 10Вт 230В 3000К E14 GENERICA","шт",null,"ГОФРОКОРОБ",100,10,10,77.180000000000007,64.316666666000003]
[null,"LL-G45-10-230-30-E27-G","Лампа LED G45 шар 10Вт 230В 3000К E27 GENERICA","шт",null,"ГОФРОКОРОБ",100,10,10,77.180000000000007,64.316666666000003]
[null,"LL-G45-10-230-40-E14-G","Лампа LED G45 шар 10Вт 230В 4000К E14 GENERICA","шт",null,"ГОФРОКОРОБ",100,10,10,77.180000000000007,64.316666666000003]
[null,"LL-G45-10-230-40-E27-G","Лампа LED G45 шар 10Вт 230В 4000К E27 GENERICA","шт",null,"ГОФРОКОРОБ",100,10,10,77.180000000000007,64.316666666000003]
[null,"LL-G45-10-230-65-E27-G","Лампа LED G45 шар 10Вт 230В 6500К E27 GENERICA","шт",null,"ГОФРОКОРОБ",100,10,10,77.180000000000007,64.316666666000003]
[null,"LL-G45-12-230-30-E14-G","Лампа LED G45 шар 12Вт 230В 3000К E14 GENERICA","шт",null,"ГОФРОКОРОБ",100,10,10,90.4,75.333333332999999]
[null,"LL-G45-12-230-30-E27-G","Лампа LED G45 шар 12Вт 230В 3000К E27 GENERICA","шт",null,"ГОФРОКОРОБ",100,10,10,90.4,75.333333332999999]
[null,"LL-G45-12-230-40-E14-G","Лампа LED G45 шар 12Вт 230В 4000К E14 GENERICA","шт",null,"ГОФРОКОРОБ",100,10,10,90.4,75.333333332999999]
[null,"LL-G45-12-230-40-E27-G","Лампа LED G45 шар 12Вт 230В 4000К E27 GENERICA","шт",null,"ГОФРОКОРОБ",100,10,10,90.4,75.333333332999999]
[null,"LL-G45-12-230-65-E27-G","Лампа LED G45 шар 12Вт 230В 6500К E27 GENERICA","шт",null,"ГОФРОКОРОБ",100,10,10,90.4,75.333333332999999]
[null,"LL-HP-30-230-40-E27-G","Лампа LED HP 30Вт 230В 4000К E27 GENERICA","шт",null,"ГОФРОКОРОБ",25,1,1,290,241.666666666]
[null,"LL-HP-30-230-65-E27-G","Лампа LED HP 30Вт 230В 6500К E27 GENERICA","шт",null,"ГОФРОКОРОБ",25,1,1,304.5,253.75]
[null,"LL-HP-50-230-40-E27-E40-G","Лампа LED HP 50Вт 230В 4000К E27-E40 GENERICA","шт",null,"ГОФРОКОРОБ",20,1,1,509.36,424.46666666599998]
[null,"LL-HP-50-230-65-E27-E40-G","Лампа LED HP 50Вт 230В 6500К E27-E40 GENERICA","шт",null,"ГОФРОКОРОБ",20,1,1,509.36,424.46666666599998]
[null,"LL-HP-70-230-40-E27-E40-G","Лампа LED HP 70Вт 230В 4000К E27-E40 GENERICA","шт",null,"ГОФРОКОРОБ",12,1,1,855.54,712.95]
[null,"LL-HP-70-230-65-E27-E40-G","Лампа LED HP 70Вт 230В 6500К E27-E40 GENERICA","шт",null,"ГОФРОКОРОБ",12,1,1,898.32,748.6]
[null,"LL-MR16-08-230-30-GU5-G","Лампа LED MR16 софит 8Вт 230В 3000К GU5.3 GENERICA","шт",null,"ГОФРОКОРОБ",100,10,10,69.22,57.683333333]
[null,"LL-MR16-08-230-40-GU5-G","Лампа LED MR16 софит 8Вт 230В 4000К GU5.3 GENERICA","шт",null,"ГОФРОКОРОБ",100,10,10,69.22,57.683333333]
[null,"LL-MR16-08-230-65-GU5-G","Лампа LED MR16 софит 8Вт 230В 6500К GU5.3 GENERICA","шт",null,"ГОФРОКОРОБ",100,10,10,69.22,57.683333333]
[null,"LL-MR16-10-230-30-GU5-G","Лампа LED MR16 софит 10Вт 230В 3000К GU5.3 GENERICA","шт",null,"ГОФРОКОРОБ",100,10,10,88.2,73.5]
[null,"LL-MR16-10-230-40-GU5-G","Лампа LED MR16 софит 10Вт 230В 4000К GU5.3 GENERICA","шт",null,"ГОФРОКОРОБ",100,10,10,88.2,73.5]
[null,"LL-MR16-10-230-65-GU5-G","Лампа LED MR16 софит 10Вт 230В 6500К GU5.3 GENERICA","шт",null,"ГОФРОКОРОБ",100,10,10,88.2,73.5]
[null,"LL-PAR16-08-230-30-GU10-G","Лампа LED PAR16 софит 8Вт 230В 3000К GU10 GENERICA","шт",null,"ГОФРОКОРОБ",100,10,10,69.22,57.683333333]
[null,"LL-PAR16-08-230-40-GU10-G","Лампа LED PAR16 софит 8Вт 230В 4000К GU10 GENERICA","шт",null,"ГОФРОКОРОБ",100,10,10,69.22,57.683333333]
[null,"LL-PAR16-10-230-30-GU10-G","Лампа LED PAR16 софит 10Вт 230В 3000К GU10 GENERICA","шт",null,"ГОФРОКОРОБ",100,10,10,88.2,73.5]
[null,"LL-PAR16-10-230-40-GU10-G","Лампа LED PAR16 софит 10Вт 230В 4000К GU10 GENERICA","шт",null,"ГОФРОКОРОБ",100,10,10,88.2,73.5]
[null,"LL-T80-08-230-30-GX53-G","Лампа LED T80 таблетка 8Вт 230В 3000К GX53 GENERICA","шт",null,"ГОФРОКОРОБ",100,10,10,77.92,64.933333332999993]
[null,"LL-T80-08-230-40-GX53-G","Лампа LED T80 таблетка 8Вт 230В 4000К GX53 GENERICA","шт",null,"ГОФРОКОРОБ",100,10,10,77.92,64.933333332999993]
[null,"LL-T80-08-230-65-GX53-G","Лампа LED T80 таблетка 8Вт 230В 6500К GX53 GENERICA","шт",null,"ГОФРОКОРОБ",100,10,10,77.92,64.933333332999993]
[null,"LL-T80-10-230-30-GX53-G","Лампа LED T80 таблетка 10Вт 230В 3000К GX53 GENERICA","шт",null,"ГОФРОКОРОБ",100,10,10,83.39,69.491666666]
[null,"LL-T80-10-230-40-GX53-G","Лампа LED T80 таблетка 10Вт 230В 4000К GX53 GENERICA","шт",null,"ГОФРОКОРОБ",100,10,10,83.39,69.491666666]
[null,"LL-T80-10-230-65-GX53-G","Лампа LED T80 таблетка 10Вт 230В 6500К GX53 GENERICA","шт",null,"ГОФРОКОРОБ",100,10,10,83.39,69.491666666]
[null,"LL-T80-12-230-30-GX53-G","Лампа LED T80 таблетка 12Вт 230В 3000К GX53 GENERICA","шт",null,"ГОФРОКОРОБ",100,10,10,93.74,78.116666666]
[null,"LL-T80-12-230-40-GX53-G","Лампа LED T80 таблетка 12Вт 230В 4000К GX53 GENERICA","шт",null,"ГОФРОКОРОБ",100,10,10,93.74,78.116666666]
[null,"LL-T80-12-230-65-GX53-G","Лампа LED T80 таблетка 12Вт 230В 6500К GX53 GENERICA","шт",null,"ГОФРОКОРОБ",100,10,10,93.74,78.116666666]
[null,"LL-T80-15-230-30-GX53-G","Лампа LED T80 таблетка 15Вт 230В 3000К GX53 GENERICA","шт",null,"ГОФРОКОРОБ",100,10,10,135.41,112.84166666599999]
[null,"LL-T80-15-230-40-GX53-G","Лампа LED T80 таблетка 15Вт 230В 4000К GX53 GENERICA","шт",null,"ГОФРОКОРОБ",100,10,10,135.41,112.84166666599999]
[null,"LL-T80-15-230-65-GX53-G","Лампа LED T80 таблетка 15Вт 230В 6500К GX53 GENERICA","шт",null,"ГОФРОКОРОБ",100,10,10,135.41,112.84166666599999]
[null,"LL-T8-10-230-40-G13-G","Лампа LED T8 линейная 600мм 10Вт 230В 4000К G13 GENERICA","шт",null,"ГОФРОКОРОБ",20,20,20,178,148.33333333300001]
[null,"LL-T8-10-230-65-G13-G","Лампа LED T8 линейная 600мм 10Вт 230В 6500К G13 GENERICA","шт",null,"ГОФРОКОРОБ",20,20,20,178,148.33333333300001]
[null,"LL-T8-20-230-40-G13-G","Лампа LED T8 линейная 1200мм 20Вт 230В 4000К G13 GENERICA","шт",null,"ГОФРОКОРОБ",20,20,20,199.78,166.48333333299999]
[null,"LL-T8-20-230-65-G13-G","Лампа LED T8 линейная 1200мм 20Вт 230В 6500К G13 GENERICA","шт",null,"ГОФРОКОРОБ",20,20,20,199.78,166.48333333299999]
[null,"LL-T8-25-230-40-G13-G","Лампа LED T8 линейная 1500мм 25Вт 230В 4000К G13 GENERICA","шт",null,"ГОФРОКОРОБ",20,20,20,334.96,279.133333333]
[null,"LL-T8-25-230-65-G13-G","Лампа LED T8 линейная 1500мм 25Вт 230В 6500К G13 GENERICA","шт",null,"ГОФРОКОРОБ",20,20,20,334.96,279.133333333]
["10.11.02 Светильники для ЖКХ GENERICA"]
["10.11.02.01 Светильники светодиодные ДПО 0101-0115 GENERICA"]
[null,"LDPO0-0101-10-40-K01-G","Светильник LED ДПО 0101 10Вт IP65 4000К круг GENERICA","шт",null,"ГОФРОКОРОБ",40,1,1,314.08,261.73333333300002]
[null,"LDPO0-0102-15-40-K01-G","Светильник LED ДПО 0102 15Вт IP65 4000К круг GENERICA","шт",null,"ГОФРОКОРОБ",40,1,1,340.25,283.54166666600003]
[null,"LDPO0-0103-20-40-K01-G","Светильник LED ДПО 0103 20Вт IP65 4000К круг GENERICA","шт",null,"ГОФРОКОРОБ",40,1,1,471.1,392.58333333299998]
[null,"LDPO0-0104-25-40-K01-G","Светильник LED ДПО 0104 25Вт IP65 4000К круг GENERICA","шт",null,"ГОФРОКОРОБ",40,1,1,497.29,414.40833333299997]
[null,"LDPO0-0111-10-40-K01-G","Светильник LED ДПО 0111 10Вт IP65 4000К овал GENERICA","шт",null,"ГОФРОКОРОБ",40,1,1,327.16000000000003,272.633333333]
[null,"LDPO0-0112-15-40-K01-G","Светильник LED ДПО 0112 15Вт IP65 4000К овал GENERICA","шт",null,"ГОФРОКОРОБ",40,1,1,353.32,294.43333333300001]
[null,"LDPO0-0113-20-40-K01-G","Светильник LED ДПО 0113 20Вт IP65 4000К овал GENERICA","шт",null,"ГОФРОКОРОБ",40,1,1,484.2,403.5]
["10.11.02.02 Светильники светодиодные ДПБ 01-05 FLAT GENERICA"]
[null,"FL-DPB0-0010-018-40-K01-G","FLAT Светильник LED ДПБ 01-1 18Вт IP54 4000К круг GENERICA","шт",null,"КОРОБКА/БОКС",20,1,1,1250,1041.6666666660001]
[null,"FL-DPB0-0012-024-40-K01-G","FLAT Светильник LED ДПБ 01-3 24Вт IP54 4000К круг GENERICA","шт",null,"КОРОБКА/БОКС",20,1,1,1710,1425]
["10.11.02.03 Светильники НПБ 450 GENERICA"]
[null,"TA-NPB0-4501-060-K01-G","TERMA Светильник НПБ 450-1 IP54 60Вт белый GENERICA","шт",null,"КОРОБКА/БОКС",16,1,1,1220,1016.666666666]
[null,"TA-NPB0-4502-060-K30-G","TERMA Светильник НПБ 450-2 IP54 60Вт коричневый GENERICA","шт",null,"КОРОБКА/БОКС",16,1,1,1300,1083.3333333329999]
[null,"TA-NPB0-4503-060-K55-G","TERMA Светильник НПБ 450-3 IP54 60Вт мрамор GENERICA","шт",null,"КОРОБКА/БОКС",16,1,1,1300,1083.3333333329999]
[null,"TA-NPB0-4504-060-K01-G","TERMA Светильник НПБ 450-4 IP54 60Вт белый наклон GENERICA","шт",null,"КОРОБКА/БОКС",16,1,1,1740,1450]
[null,"TA-NPB0-4505-060-K55-G","TERMA Светильник НПБ 450-5 IP54 60Вт мрамор наклон GENERICA","шт",null,"КОРОБКА/БОКС",16,1,1,1900,1583.3333333329999]
[null,"TA-NPB0-4506-060-K01-G","TERMA Светильник НПБ 450-6 IP54 60Вт белый угол GENERICA","шт",null,"КОРОБКА/БОКС",16,1,1,2500,2083.3333333330002]
[null,"TA-NPB0-4507-060-K55-G","TERMA Светильник НПБ 450-7 IP54 60Вт мрамор угол GENERICA","шт",null,"КОРОБКА/БОКС",16,1,1,2600,2166.6666666659999]
["10.11.03 Светильники линейные GENERICA"]
["10.11.03.01 Светильники линейные ДБО 0101-0108 GENERICA"]
[null,"MN-DBO0-0105-010-40-K01-G","MEZONIN Светильник LED ДБО 0105 10Вт IP20 4000К пр. GENERICA","шт",null,"ГОФРОКОРОБ",30,30,30,334.96,279.133333333]
[null,"MN-DBO0-0106-010-65-K01-G","MEZONIN Светильник LED ДБО 0106 10Вт IP20 6500К пр. GENERICA","шт",null,"ГОФРОКОРОБ",30,30,30,334.96,279.133333333]
[null,"MN-DBO0-0107-014-40-K01-G","MEZONIN Светильник LED ДБО 0107 14Вт IP20 4000К пр. GENERICA","шт",null,"ГОФРОКОРОБ",30,30,30,427.36,356.133333333]
[null,"MN-DBO0-0108-014-65-K01-G","MEZONIN Светильник LED ДБО 0108 14Вт IP20 6500К пр. GENERICA","шт",null,"ГОФРОКОРОБ",30,30,30,427.36,356.133333333]
["10.11.04 Светильники аккумуляторные GENERICA"]
["10.11.04.01 Светильники аккумуляторные ДБА GENERICA"]
[null,"LDBA0-1030-5-01-K01-G","Светильник аккум. ДБА 1030 непост. 30LED 5ч 3Вт GENERICA","шт",null,"ГОФРОКОРОБ",60,1,1,655,545.83333333300004]
[null,"LDBA0-1060-6-01-K01-G","Светильник аккум. ДБА 1060 непост. 60LED 6ч 6Вт GENERICA","шт",null,"ГОФРОКОРОБ",30,1,1,917,764.16666666599997]
[null,"LDBA0-1090-6-01-K01-G","Светильник аккум. ДБА 1090 непост. 90LED 6ч 9Вт GENERICA","шт",null,"ГОФРОКОРОБ",20,1,1,1440,1200]
[null,"LDBA0-1120-6-01-K01-G","Светильник аккум. ДБА 1120 непост. 120LED 6ч 12Вт GENERICA","шт",null,"ГОФРОКОРОБ",20,1,1,1830,1525]
["10.11.05 Светильники пылевлагозащищенные ДСП GENERICA"]
["10.11.05.01 Светильники пылевлагозащищенные ДСП 1101-1112 GENERICA"]
[null,"LDSP0-1104-032-6500-K01-G","Светильник ДСП 1104 32Вт 6500К IP65 (аналог 36Вт) GENERICA","шт",null,"ГОФРОКОРОБ",30,1,1,845.3,704.41666666599997]
[null,"LDSP0-1107-018-4000-K01-G","Светильник ДСП 1107 18Вт 4000К IP65 GENERICA","шт",null,"ГОФРОКОРОБ",30,1,1,705,587.5]
[null,"LDSP0-1108-018-6500-K01-G","Светильник ДСП 1108 18Вт 6500К IP65 GENERICA","шт",null,"ГОФРОКОРОБ",30,1,1,705,587.5]
[null,"LDSP0-1109-036-4000-K01-G","Светильник ДСП 1109 36Вт 4000К IP65 GENERICA","шт",null,"ГОФРОКОРОБ",30,1,1,1015,845.83333333300004]
[null,"LDSP0-1110-036-6500-K01-G","Светильник ДСП 1110 36Вт 6500К IP65 GENERICA","шт",null,"ГОФРОКОРОБ",30,1,1,1015,845.83333333300004]
["10.11.06 Светильники для высоких пролетов GENERICA"]
["10.11.06.01 Светильники для высоких пролетов ДСП 4020 GENERICA"]
[null,"LDSP0-4020-100-4000-K02-G","Светильник LED ДСП 4020 100Вт 4000К IP65 GENERICA","шт",null,"ГОФРОКОРОБ",6,1,1,3414.1,2845.0833333330002]
[null,"LDSP0-4020-100-6500-K02-G","Светильник LED ДСП 4020 100Вт 6500К IP65 GENERICA","шт",null,"ГОФРОКОРОБ",6,1,1,3414.1,2845.0833333330002]
[null,"LDSP0-4020-150-4000-K02-G","Светильник LED ДСП 4020 150Вт 4000К IP65 GENERICA","шт",null,"ГОФРОКОРОБ",6,1,1,4640.29,3866.908333333]
[null,"LDSP0-4020-150-6500-K02-G","Светильник LED ДСП 4020 150Вт 6500К IP65 GENERICA","шт",null,"ГОФРОКОРОБ",6,1,1,4640.29,3866.908333333]
[null,"LDSP0-4020-200-6500-K02-G","Светильник LED ДСП 4020 200Вт 6500К IP65 GENERICA","шт",null,"ГОФРОКОРОБ",6,1,1,6075.1,5062.5833333330002]
[null,"LDSP0-4020-200-4000-K02-G","Светильник LED ДСП 4020 200Вт 4000К IP65 GENERICA","шт",null,"ГОФРОКОРОБ",6,1,1,6075.1,5062.5833333330002]
["10.11.06.02 Светильники для высоких пролетов ДСП 4021 GENERICA"]
[null,"LDSP0-4021-100-50-K02-G","Светильник LED ДСП 4021 100Вт 5000К IP65 GENERICA","шт",null,"ГОФРОКОРОБ",6,1,1,2673,2227.5]
[null,"LDSP0-4021-150-50-K02-G","Светильник LED ДСП 4021 150Вт 5000К IP65 GENERICA","шт",null,"ГОФРОКОРОБ",6,1,1,3940,3283.3333333330002]
["10.11.07 Прожекторы светодиодные СДО GENERICA"]
["10.11.07.01 Прожекторы светодиодные СДО 001 GENERICA"]
[null,"LPDO501-020-65-K02-G","Прожектор LED СДО 001-20 6500К IP65 черный GENERICA","шт",null,"ГОФРОКОРОБ",60,1,1,324.38,270.316666666]
[null,"LPDO501-030-65-K02-G","Прожектор LED СДО 001-30 6500К IP65 черный GENERICA","шт",null,"ГОФРОКОРОБ",60,1,1,412.94,344.11666666600001]
[null,"LPDO501-050-65-K02-G","Прожектор LED СДО 001-50 6500К IP65 черный GENERICA","шт",null,"ГОФРОКОРОБ",40,1,1,590.5,492.08333333299998]
[null,"LPDO501-070-65-K02-G","Прожектор LED СДО 001-70 6500К IP65 черный GENERICA","шт",null,"ГОФРОКОРОБ",20,1,1,813.48,677.9]
[null,"LPDO501-100-65-K02-G","Прожектор LED СДО 001-100 6500К IP65 черный GENERICA","шт",null,"ГОФРОКОРОБ",20,1,1,1154.96,962.46666666600004]
["10.11.08 Светильники светодиодные консольные ДКУ GENERICA"]
["10.11.08.01 Светильники светодиодные консольные ДКУ 4001 GENERICA"]
[null,"LDKU1-4001-060-5000-K03-G","Светильник LED ДКУ 4001 60Ш 5000К IP65 GENERICA","шт",null,"ГОФРОКОРОБ",10,1,1,2024,1686.6666666660001]
[null,"LDKU1-4001-080-5000-K03-G","Светильник LED ДКУ 4001 80Ш 5000К IP65 GENERICA","шт",null,"ГОФРОКОРОБ",10,1,1,2613.6,2178]
[null,"LDKU1-4001-120-5000-K03-G","Светильник LED ДКУ 4001 120Ш 5000К IP65 GENERICA","шт",null,"ГОФРОКОРОБ",10,1,1,4229.1499999999996,3524.2916666659999]
["10.11.09 Светильники аварийные и эвакуационные GENERICA"]
["10.11.09.01 Светильники эвакуационные ССА"]
[null,"LSSA0-101-D15-20-K03-G","Светильник авар. ССА101 1,5ч о/с ВЫХОД-EXIT GENERICA","шт",null,"ГОФРОКОРОБ",20,1,1,815,679.16666666599997]
["10.11.11 Панели светодиодные GENERICA"]
["10.11.11.01 Панели светодиодные GENERICA"]
[null,"LDVO2-6960-36-4000-K01-G","Светильник LED ДВО 6960-P 36Вт 4000К призма GENERICA","шт",null,"ГОФРОКОРОБ",10,10,10,1247,1039.1666666660001]
[null,"LDVO2-6961-36-6500-K01-G","Светильник LED ДВО 6961-P 36Вт 6500К призма GENERICA","шт",null,"ГОФРОКОРОБ",10,10,10,1247,1039.1666666660001]
[null,"LDVO3-6960-36-4000-K01-G","Светильник LED ДВО 6960-O 36Вт 4000К опал GENERICA","шт",null,"ГОФРОКОРОБ",10,10,10,1247,1039.1666666660001]
[null,"LDVO3-6961-36-6500-K01-G","Светильник LED ДВО 6961-O 36Вт 6500К опал GENERICA","шт",null,"ГОФРОКОРОБ",10,10,10,1247,1039.1666666660001]
["10.11.11.02 Панели светодиодные с равномерной засветкой GENERICA"]
[null,"LDVO3-6975-40-4000-K01-G","Светильник LED ДВО 6975-O 40Вт 4000К опал р/з GENERICA","шт",null,"ГОФРОКОРОБ",10,10,10,1700,1416.6666666660001]
[null,"LDVO3-6975-40-6500-K01-G","Светильник LED ДВО 6975-O 40Вт 6500К опал р/з GENERICA","шт",null,"ГОФРОКОРОБ",10,10,10,1700,1416.6666666660001]
["10.90 Элементы питания"]
["10.90.01 Батарейки"]
["10.90.01.01 Батарейки щелочные"]
[null,"ABT-6LR619V-OP-L01","Батарейка щелоч. Alkaline 6LR61 9V (1шт/блистер) IEK","упак",null,"ГОФРОКОРОБ",120,10,10,212.24,176.86666666599999,135.83359999999999,113.19466666666666]
[null,"ABT-LR03-OP-B10","Батарейка щелоч. Alkaline LR03/AAA (10шт/бокс) IEK","упак",null,"ГОФРОКОРОБ",96,1,1,473.06,394.21666666599998,302.75839999999999,252.29866666666666]
[null,"ABT-LR03-OP-B28","Батарейка щелоч. Alkaline LR03/AAA (28шт/бокс) IEK","упак",null,"ГОФРОКОРОБ",24,1,1,946.86,789.05,605.99040000000002,504.99200000000002]
[null,"ABT-LR03-OP-L02","Батарейка щелоч. Alkaline LR03/AAA (2шт/блистер) IEK","упак",null,"ГОФРОКОРОБ",240,12,12,135.13999999999999,112.616666666,86.489599999999996,72.074666666666673]
[null,"ABT-LR03-OP-L04","Батарейка щелоч. Alkaline LR03/AAA (4шт/блистер) IEK","упак",null,"ГОФРОКОРОБ",144,12,12,243.28,202.73333333299999,155.69919999999999,129.74933333333334]
[null,"ABT-LR06-OP-B10","Батарейка щелоч. Alkaline LR06/AA (10шт/бокс) IEK","упак",null,"ГОФРОКОРОБ",72,1,1,473.06,394.21666666599998,302.75839999999999,252.29866666666666]
[null,"ABT-LR06-OP-B28","Батарейка щелоч. Alkaline LR06/AA (28шт/бокс) IEK","упак",null,"ГОФРОКОРОБ",24,1,1,946.86,789.05,605.99040000000002,504.99200000000002]
[null,"ABT-LR06-OP-L02","Батарейка щелоч. Alkaline LR06/AA (2шт/блистер) IEK","упак",null,"ГОФРОКОРОБ",240,12,12,135.13999999999999,112.616666666,86.489599999999996,72.074666666666673]
[null,"ABT-LR06-OP-L04","Батарейка щелоч. Alkaline LR06/AA (4шт/блистер) IEK","упак",null,"ГОФРОКОРОБ",144,12,12,243.28,202.73333333299999,155.69919999999999,129.74933333333334]
[null,"ABT-LR14-OP-L02","Батарейка щелоч. Alkaline LR14/C (2шт/блистер) IEK","упак",null,"ГОФРОКОРОБ",96,6,6,322.45,268.70833333299998,206.36799999999999,171.97333333333333]
[null,"ABT-LR20-OP-L02","Батарейка щелоч. Alkaline LR20/D (2шт/блистер) IEK","упак",null,"ГОФРОКОРОБ",48,6,6,448.98,374.15,287.34719999999999,239.45599999999999]
["10.90.01.02 Батарейки литиевые дисковые"]
[null,"ABT-CR1632-OP-L01","Батарейка дисковая литиевая CR1632 (1шт/блистер) IEK","упак",null,"ГОФРОКОРОБ",1000,20,20,76.66,63.883333333000003,49.062399999999997,40.885333333333335]
[null,"ABT-CR2016-OP-L01","Батарейка дисковая литиевая CR2016 (1шт/блистер) IEK","упак",null,"ГОФРОКОРОБ",1000,20,20,76.66,63.883333333000003,49.062399999999997,40.885333333333335]
[null,"ABT-CR2025-OP-L01","Батарейка дисковая литиевая CR2025 (1шт/блистер) IEK","упак",null,"ГОФРОКОРОБ",1000,20,20,76.66,63.883333333000003,49.062399999999997,40.885333333333335]
[null,"ABT-CR2025-OP-L02","Батарейка дисковая литиевая CR2025 (2шт/блистер) IEK","упак",null,"ГОФРОКОРОБ",400,20,20,122.65,102.208333333,78.495999999999995,65.413333333333327]
[null,"ABT-CR2032-OP-L01","Батарейка дисковая литиевая CR2032 (1шт/блистер) IEK","упак",null,"ГОФРОКОРОБ",500,20,20,76.66,63.883333333000003,49.062399999999997,40.885333333333335]
[null,"ABT-CR2032-OP-L02","Батарейка дисковая литиевая CR2032 (2шт/блистер) IEK","упак",null,"ГОФРОКОРОБ",400,20,20,122.65,102.208333333,78.495999999999995,65.413333333333327]
["10.90.02 Аккумуляторы"]
["10.90.02.01 Аккумуляторы Ni-MH"]
[null,"AAK-NIMH-03-1100-L02","Аккумулятор GREEN Ni-MH AAA 1100мАч (2шт/блистер) IEK","упак",null,"ГОФРОКОРОБ",160,10,10,404.5,337.08333333299998,258.88,215.73333333333332]
[null,"AAK-NIMH-03-1100-L04","Аккумулятор GREEN Ni-MH AAA 1100мАч (4шт/блистер) IEK","упак",null,"ГОФРОКОРОБ",160,10,10,728.08,606.73333333300002,465.97120000000001,388.30933333333331]
[null,"AAK-NIMH-06-2700-L02","Аккумулятор GREEN Ni-MH AA 2700мАч (2шт/блистер) IEK","упак",null,"ГОФРОКОРОБ",120,10,10,870.65,725.54166666599997,557.21600000000001,464.34666666666669]
[null,"AAK-NIMH-06-2700-L04","Аккумулятор GREEN Ni-MH AA 2700мАч (4шт/блистер) IEK","упак",null,"ГОФРОКОРОБ",120,10,10,1567.18,1305.983333333,1002.9952,835.82933333333335]
["10.90.03 Батарейки GENERICA"]
["10.90.03.01 Батарейки щелочные"]
[null,"ABT-6LR619V-ST-L02-G","Батарейка щелоч. Alkaline 6LR61 9V (1шт/блистер) GENERICA","упак",null,"ГОФРОКОРОБ",120,10,10,166.16,138.46666666600001]
[null,"ABT-LR03-ST-B12-G","Батарейка щелоч. Alkaline LR03/AAA (10+2шт) ПРОМО GENERICA","упак",null,"ГОФРОКОРОБ",80,1,1,283.54000000000002,236.283333333]
[null,"ABT-LR03-ST-B28-G","Батарейка щелоч. Alkaline LR03/AAA (28шт/бокс) GENERICA","упак",null,"ГОФРОКОРОБ",24,1,1,685.72,571.43333333299995]
[null,"ABT-LR03-ST-L02-G","Батарейка щелоч. Alkaline LR03/AAA (2шт/блистер) GENERICA","упак",null,"ГОФРОКОРОБ",240,12,12,73.67,61.391666665999999]
[null,"ABT-LR03-ST-L04-G","Батарейка щелоч. Alkaline LR03/AAA (4шт/блистер) GENERICA","упак",null,"ГОФРОКОРОБ",144,12,12,132.65,110.541666666]
[null,"ABT-LR06-ST-B12-G","Батарейка щелоч. Alkaline LR06/AA (10+2шт) ПРОМО GENERICA","упак",null,"ГОФРОКОРОБ",60,1,1,283.54000000000002,236.283333333]
[null,"ABT-LR06-ST-B28-G","Батарейка щелоч. Alkaline LR06/AA (28шт/бокс) GENERICA","упак",null,"ГОФРОКОРОБ",24,1,1,685.72,571.43333333299995]
[null,"ABT-LR06-ST-L02-G","Батарейка щелоч. Alkaline LR06/AA (2шт/блистер) GENERICA","упак",null,"ГОФРОКОРОБ",240,12,12,73.67,61.391666665999999]
[null,"ABT-LR06-ST-L04-G","Батарейка щелоч. Alkaline LR06/AA (4шт/блистер) GENERICA","упак",null,"ГОФРОКОРОБ",144,12,12,132.65,110.541666666]
[null,"ABT-LR03-ST-B500-G","Батарейка щелоч. Alkaline LR03/AAA (500шт/бокс) GENERICA","шт","Заказная","КОРОБКА/БОКС",500,500,500,21.55,17.958333332999999]
["10.90.03.02 Батарейки солевые"]
[null,"ABT-R03-ST-S02-G","Батарейка солевая R03/AAA (2шт/пленка) GENERICA","упак",null,"ГОФРОКОРОБ",600,30,30,22.57,18.808333333]
[null,"ABT-R03-ST-S04-G","Батарейка солевая R03/AAA (4шт/пленка) GENERICA","упак",null,"ГОФРОКОРОБ",300,15,15,41.06,34.216666666000002]
[null,"ABT-R06-ST-L02-G","Батарейка солевая R06/AA (2шт/пленка) GENERICA","упак",null,"ГОФРОКОРОБ",600,30,30,22.57,18.808333333]
[null,"ABT-R06-ST-L04-G","Батарейка солевая R06/AA (4шт/пленка) GENERICA","упак",null,"ГОФРОКОРОБ",300,15,15,41.06,34.216666666000002]

{"sheet":"Акция","index":1,"n_rows":5,"n_cols":3,"rows_kept":5,"cut":false,"hidden":false,"merged":[[2,0,2,2]]}
[]
[]
["Перечень и стоимость продукции IEK®, участвующей в акциях. "]
[]
["Артикул","Наименование","Базовая цена в период акции, вкл. НДС, руб."]